## lab_data
GROUP / Department | Sample TYPE | PANEL | TEST | Short CODE | unit | Result Type | Normal Range Lower Limit | Normal Range Upper Limit | Possible Range Lower Limit | Possible Range Upper Limit
Haematology | Blood (EDTA) | Routine Blood | Absolute Eosinphil Count | AEC | cumm | Numeric | 100 | 600 | 100 | 30000
Haematology | Blood (EDTA) | Anaemia Panel | Absolute Eosinphil Count | AEC | cumm | Numeric | 100 | 600 | 25 | 30000
Serology | Serum | Bio Chemistry | AFP |  | U/MM | Numeric | 0 | 8 | 0 | 12
Urine | Urine | Routine Urine | Albumin | U-ALB | NA | Drop-down | Nil;Trace;1+;2+;3+;4+ |  | nil, trace, 1+, 2+, 3+, 4+
BIOCHEMISTRY | Serum | Liver Function Test | ALK. Phosphate |  | u/L | Numeric | 0 | 135 | 0 | 2000
BIOCHEMISTRY | Serum | Liver Function Test | Amylase |  | u/L | Numeric | 25 | 125 | 10 | 2000
BIOCHEMISTRY | Serum | Bio Chemistry | ANA |  | od ratio | Numeric | 0 | 1 | 0 | 1
Serology | Blood (EDTA) | Serology | Anti Streptolysin Qualitative | ASO Qualitative | NA | Drop-down | Positive 1:2;Positive 1:4;Positive 1:8;Positive 1:16;Positive 1:32;Negative
Serology | Blood (EDTA) | Serology | Anti Streptolysin Turbidometry | ASO Turbidometry | iU/ml | Numeric | 5 | 200
Clinical Pathology | Blood (EDTA) | Coagulation Factor | APTT (Control) | PTTC | sec | Numeric | 38 | 40 | 20 | 720
Clinical Pathology | Blood (EDTA) | Coagulation Factor | APTT (Test) | PTT | sec | Numeric | 38 | 40 | 20 | 720
BIOCHEMISTRY | Serum | Bio Chemistry | B HCG |  | U/MM | Numeric
Haematology | Blood (EDTA) | Differential Count | Basophil |  | % | Numeric | 0 | 1 | 0 | 2
Urine | Urine |  | Bence Jones Protein |  |  | Drop-down | Positive;Negative
BIOCHEMISTRY | Serum | Bio Chemistry | Bicarbonate |  | me/ql | Numeric | 23 | 29 | 10 | 60
Haematology | Blood (EDTA) | Coagulation Factor | Bleeding Time | BT | sec | Numeric
Haematology | Blood (EDTA) | Cross Match | Blood Group (Relative) |  |  | Drop-down | O+;A+;B+;AB+;O-;A-;B-;AB-
BIOCHEMISTRY | Serum | Bio Chemistry | Blood Urea |  | ng/dl | Numeric | 20 | 40 | 10 | 1000
BIOCHEMISTRY | Serum | Bio Chemistry | CA-125 |  | u/mm | Numeric | 5 | 35 | 5 | 200
BIOCHEMISTRY | Serum | Bio Chemistry | CA19-9 |  | u/mm | Remark
BIOCHEMISTRY | Serum | Electrolyte | Calcium | Ca | mg/dl | Numeric | 8.4 | 10.6 | 2 | 22
Urine | Urine | Urine Microscopy | Cast |  | /hPF | Remark
BIOCHEMISTRY | Serum | Lipid Profile | Cholesterol |  | mg/dl | Numeric | 150 | 200 | 50 | 600
Haematology | Blood (EDTA) | Coagulation Factor | Clotting Time | CT | sec | Numeric
Stool | Stool | Kinyoun's Stain | Coccidians |  | NA | Remark
Stool | Stool | Stool Microscopy w/o Concetration | Color |  | NA | Remark
Stool | Stool | Stool Microscopy with Concetration | Color | Stool Microscopy | NA | Remark
Clinical Pathology | Semen | Semen Analysis | Colour |  |  | Remark
BIOCHEMISTRY | Serum | Bio Chemistry | Creatinine |  | mg/dl | Numeric | 0.6 | 1.2 | 0.2 | 30
BIOCHEMISTRY | Serum | Bio Chemistry | Creatinine Kinase |  | u/L | Numeric | 20 | 115 | 5 | 500
Serology | Blood (EDTA) | Cross Match | Cross Match |  | NA | Drop-down | OK;NOT OK
Urine | Urine | Urine Microscopy | Crystal |  | /hPF | Remark
Microbiology | Body Fluid | CSF | Culture |  |  | Remark
Microbiology | Body Fluid | Asitic Fluid | Culture |  |  | Remark
Microbiology | Body Fluid | Pyrotinial Fluid | Culture |  |  | Remark
Microbiology | Body Fluid | Pus | Culture |  |  | Remark
Microbiology | Body Fluid | Knee Joint Fluid | Culture |  |  | Remark
Microbiology | Body Fluid | Plural Fluid | Culture |  |  | Remark
Microbiology | Sputum |  | Culture |  |  | Remark
Microbiology | Tissue |  | Culture |  |  | Remark
Microbiology | Blood (EDTA) |  | Culture |  |  | Remark
Microbiology | Semen |  | Culture |  |  | Remark
Histo Pathology | Body Fluid | CSF | Cytology |  |  | Remark
Histo Pathology | Body Fluid | Asitic Fluid | Cytology |  |  | Remark
Histo Pathology | Body Fluid | Pyrotinial Fluid | Cytology |  |  | Remark
Histo Pathology | Body Fluid | Pus | Cytology |  |  | Remark
Histo Pathology | Body Fluid | Knee Joint Fluid | Cytology |  |  | Remark
Histo Pathology | Body Fluid | Plural Fluid | Cytology |  |  | Remark
Haematology | Body Fluid | Asitic Fluid | Differential Count | DC | % | Numeric
Haematology | Body Fluid | Pyrotinial Fluid | Differential Count | DC | % | Numeric
Haematology | Body Fluid | Pus | Differential Count | DC | % | Numeric
Haematology | Body Fluid | Knee Joint Fluid | Differential Count | DC | % | Numeric
Haematology | Body Fluid | Plural Fluid | Differential Count | DC | % | Numeric
Haematology | Body Fluid | CSF | Differential Count (CSF) | DC | % | Numeric
BIOCHEMISTRY | Serum | Liver Function Test | Direct Bilirubin |  | mg/dl | Numeric | 0.3 | 0.6 | 0.2 | 30
Haematology | Blood (EDTA) | Differential Count | Eosinophil |  | % | Numeric | 1 | 6 | 1 | 70
Urine | Urine | Urine Microscopy | Epithelial Cells |  | /hPF | Remark
Haematology | Blood (EDTA) | Sedimentation | ESR |  | mm/hour | Numeric | 5 | 20 | 5 | 180
Haematology | Blood (EDTA) | CBC | ESR |  | mm/hour | Numeric | 5 | 20 | 5 | 180
Stool | Stool | Fat | Fat (Semi Quantitative) |  | NA | Drop-down | Present;Absent |  | Present/ absent
Stool | Stool | Stool Microscopy w/o Concetration | Fat Droplets |  | NA | Remark
Stool | Stool | Stool Microscopy with Concetration | Fat Droplets |  | NA | Remark
BIOCHEMISTRY | Serum | Bio Chemistry | FBS |  | mg/dl | Numeric | 60 | 110 | 10 | 1000
BIOCHEMISTRY | Serum | Bio Chemistry | Ferittin |  | ng/ml | Numeric | 20 | 200 | 5 | 500
Stool | Stool | Stool Microscopy w/o Concetration | Food Particles |  | NA | Remark
Stool | Stool | Stool Microscopy with Concetration | Food Particles |  | NA | Remark
BIOCHEMISTRY | Serum | Bio Chemistry | FT3 |  | pg/ml | Numeric | 1.7 | 4.2 | 0.5 | 20
BIOCHEMISTRY | Serum | Bio Chemistry | FT4 |  | ng/dl | Numeric | 0.7 | 1.8 | 0 | 20
Clinical Pathology | Blood (EDTA) | Gram Stain | Gram Stain |  | NA | Remark
Clinical Pathology | Urine | Gram Stain | Gram Stain |  | NA | Remark
Clinical Pathology | Stool | Gram Stain | Gram Stain |  | NA | Remark
Clinical Pathology | Sputum | Gram Stain | Gram Stain |  | NA | Remark
Clinical Pathology | Body Fluid | Gram Stain | Gram Stain |  | NA | Remark
Clinical Pathology | Pus | Gram Stain | Gram Stain |  | NA | Remark
Clinical Pathology | Slit Skin | Gram Stain | Gram Stain |  | NA | Remark
Clinical Pathology | Semen | Gram Stain | Gram Stain |  | NA | Remark
Clinical Pathology | Semen | Semen Analysis | Gram Stain |  |  | Remark
Clinical Pathology | Body Fluid | CSF | Gram Stain |  |  | Remark
Clinical Pathology | Body Fluid | Asitic Fluid | Gram Stain |  |  | Remark
Clinical Pathology | Body Fluid | Pyrotinial Fluid | Gram Stain |  |  | Remark
Clinical Pathology | Body Fluid | Pus | Gram Stain |  |  | Remark
Clinical Pathology | Body Fluid | Knee Joint Fluid | Gram Stain |  |  | Remark
Clinical Pathology | Body Fluid | Plural Fluid | Gram Stain |  |  | Remark
Vaginal | Vaginal | Vaginal Panel | Gram Stain (Vaginal) |  | NA | Remark
Haematology | Blood (EDTA) | Hb Only | Haemoglobin | HB | gm/dl | Numeric | 12 | 16 | 1 | 22
Haematology | Blood (EDTA) | Anaemia Panel | Haemoglobin | HB | gm/dl | Numeric | 11.5 | 15.5 | 1.5 | 24
Haematology | Blood (EDTA) | CBC | Haemoglobin | HB | gm/dl | Numeric | 12 | 16 | 1 | 22
Haematology | Blood (EDTA) | Cross Match | Haemoglobin | HB | gm/dl | Numeric | 11.5 | 15.5 | 1.5 | 24
Haematology | Blood (EDTA) | Cross Match | Haemoglobin (Relative) | HB | gm/dl | Numeric | 11.5 | 15.5 | 1.5 | 24
Haematology | Blood (EDTA) | Hb w/Electrophoresis | Hb Electrophoresis |  | NA | Drop-down | AA;AS;SS
Haematology | Blood (EDTA) | Anaemia Panel | Hb Electrophoresis |  | NA | Drop-down | AA;AS;SS
Serology | Blood (EDTA) | Serology | HbsAg ELISA |  | NA | Drop-down | Positive;Negative |  | positive / negative
Serology | Blood (EDTA) | Cross Match | HbsAg ELISA |  | NA | Drop-down | Positive;Negative
Serology | Blood (EDTA) | Serology | HbsAg Rapid |  | NA | Drop-down | Positive;Negative |  | positive / negative
Serology | Blood (EDTA) | Cross Match | HbsAg Rapid |  | NA | Drop-down | Positive;Negative
Serology | Blood (EDTA) | Serology | HCV ELISA |  | NA | Drop-down | Positive;Negative |  | positive / negative
Serology | Blood (EDTA) | Cross Match | HCV ELISA |  | NA | Drop-down | Positive;Negative
Serology | Blood (EDTA) | Serology | HCV Tridot |  | NA | Drop-down | Positive;Negative |  | positive / negative
Serology | Blood (EDTA) | Cross Match | HCV Tridot |  | NA | Drop-down | Positive;Negative
BIOCHEMISTRY | Serum | Lipid Profile | HDL |  | mg/dl | Numeric | 35 | 60 | 5 | 300
Serology | Blood (EDTA) | Serology | HIV ELISA |  | NA | Drop-down | Positive;Negative |  | positive / negative
Serology | Blood (EDTA) | Cross Match | HIV ELISA |  | NA | Drop-down | Positive;Negative
Serology | Serum | Serology | HIV ELISA |  | NA | Drop-down | Positive;Negative |  | positive / negative
Serology | Blood (EDTA) | Serology | HIV Tridot |  | NA | Drop-down | Positive;Negative |  | positive / negative
Serology | Blood (EDTA) | Cross Match | HIV Tridot |  | NA | Drop-down | Positive;Negative
BIOCHEMISTRY | Blood (EDTA) | haematology | HPLC |  | NA | Remark
Clinical Pathology | Blood (EDTA) | Coagulation Factor | INR Ratio | INR | ratio | Numeric | 0.9 | 1.1 | 0.5 | 12
BIOCHEMISTRY | Serum | Bio Chemistry | LDH |  | u/L | Numeric | 45 | 90 | 20 | 700
BIOCHEMISTRY | Serum | Lipid Profile | LDL |  | mg/dl | Numeric | 85 | 130 | 20 | 700
Urine | Urine | Urine LE/Nitrite | LE (Urine) |  | NA | Remark
Vaginal | Vaginal | Vaginal Panel | LE (Vaginal) |  | NA | Drop-down | Positive;Negative |  | positive / negative
BIOCHEMISTRY | Serum | Bio Chemistry | LH |  | Iu/L | Numeric | 1 | 9 | 0 | 50
Clinical Pathology | Semen | Semen Analysis | Liquification time |  | min | Numeric | 20 | 30
Haematology | Blood (EDTA) | Differential Count | Lymph |  | % | Numeric | 20 | 40 | 10 | 50
BIOCHEMISTRY | Serum | Electrolyte | Magnesium | mg | mg/dl | Numeric | 1.3 | 2.1 | 0.2 | 10
Serology | Blood (EDTA) | Cross Match | Malaria Parasite |  | NA | Drop-down | Positive;Negative
Haematology | Blood (EDTA) | Anaemia Panel | MCH |  | per fL | Numeric | 28 | 31 | 20 | 50
Haematology | Blood (EDTA) | Anaemia Panel | MCHC |  |  | Remark
Haematology | Blood (EDTA) | Anaemia Panel | MCV |  | per fL | Numeric | 75 | 81 | 40 | 130
Vaginal | Vaginal | Vaginal Panel | Microscopy of KOH mount |  | NA | Drop-down | Present;Absent |  | Present/ absent
Vaginal | Vaginal | Vaginal Panel | Microscopy of Saline mount |  | NA | Remark
Haematology | Blood (EDTA) | Differential Count | Mono |  | % | Numeric | 1 | 6 | 1 | 70
Clinical Pathology | Semen | Semen Analysis | Morphology |  |  | Drop-down | Normal;Abnornal
Clinical Pathology | Semen | Semen Analysis | Motility |  |  | Remark
Urine | Urine | Urine LE/Nitrite | Nitrite |  | NA | Remark
Stool | Stool | Stool Microscopy w/o Concetration | Others (Stool) |  | NA | Remark
Stool | Stool | Stool Microscopy with Concetration | Others (Stool) |  | NA | Remark
Urine | Urine | Urine Microscopy | Others (Urine) |  | /hPF | Remark
Stool | Stool | Stool Microscopy w/o Concetration | Ova/Parasite/Cyst |  | NA | Remark
Stool | Stool | Stool Microscopy with Concetration | Ova/Parasite/Cyst |  | NA | Remark
Haematology | Blood (EDTA) | Routine Blood | Packed Cell Volume (PCV) | PCV% | % | Numeric | 45 | 55 | 20 | 80
Haematology | Blood (EDTA) | Anaemia Panel | Packed Cell Volume (PCV) | PCV % | % | Numeric | 45 | 55 | 20 | 80
Clinical Pathology | Semen | Semen Analysis | Parasite |  | per hpf | Drop-down | Present;Absent
Haematology | Blood (EDTA) | Cross Match | Patient Blood Group |  |  | Drop-down | O+;A+;B+;AB+;O-;A-;B-;AB-
Clinical Pathology | Body Fluid | CSF | Pendy Reagent Test |  |  | Drop-down | Positive;Negative
Stool | Stool | Environment | pH (Stool) |  | NA | Numeric | 6.8 | 7.2 | 1 | 14
Urine | Urine | Routine Urine | pH (Urine) |  | NA | Numeric | 6.8 | 7 | 0 | 14
Vaginal | Vaginal | Vaginal Panel | pH (Vaginal) |  | NA | Numeric | 1 | 14 | 1 | 14
BIOCHEMISTRY | Serum | Electrolyte | Phosphorous |  | mg/dl | Numeric | 3 | 4.5 | 1 | 14
Haematology | Blood (EDTA) | Anaemia Panel | Platelet Count | PLT | cumm | Numeric | 100000 | 300000 | 5000 | 1000000
Haematology | Blood (EDTA) | CBC | Platelet Count | PLT | cumm | Numeric | 100000 | 300000 | 5000 | 1000000
Haematology | Blood (EDTA) | Differential Count | Poly |  | % | Numeric | 40 | 75 | 20 | 80
BIOCHEMISTRY | Serum | Electrolyte | Potassium |  | me/ql | Numeric | 3.5 | 5.1 | 0.5 | 12
BIOCHEMISTRY | Serum | Bio Chemistry | PP2BS |  | mg/dl | Numeric | 120 | 150 | 120 | 1000
BIOCHEMISTRY | Serum | Bio Chemistry | Prolactin |  | nd/ml | Numeric
BIOCHEMISTRY | Body Fluid | Asitic Fluid | Protein |  | mg/dl | Numeric
BIOCHEMISTRY | Body Fluid | Pyrotinial Fluid | Protein |  | mg/dl | Numeric
BIOCHEMISTRY | Body Fluid | Pus | Protein |  | mg/dl | Numeric
BIOCHEMISTRY | Body Fluid | Knee Joint Fluid | Protein |  | mg/dl | Numeric
BIOCHEMISTRY | Body Fluid | Plural Fluid | Protein |  | mg/dl | Numeric
BIOCHEMISTRY | Body Fluid | CSF | Protein (CSF) |  | mg/dl | Numeric
Clinical Pathology | Blood (EDTA) | Coagulation Factor | Prothrombin Time (Control) | PTC | sec | Numeric | 11 | 16 | 5 | 720
Clinical Pathology | Blood (EDTA) | Liver Function Test | Prothrombin Time (Control) | PTC | sec | Numeric | 11 | 16 | 5 | 720
Clinical Pathology | Blood (EDTA) | Coagulation Factor | Prothrombin Time (Test) | PT | sec | Numeric | 11 | 16 | 5 | 720
Clinical Pathology | Blood (EDTA) | Liver Function Test | Prothrombin Time (Test) | PT | sec | Numeric | 11 | 16 | 5 | 720
Haematology | Blood (EDTA) | Malaria | PS for Malaria Parasites | MP | NA | Drop-down | Positive;Negative
Haematology | Blood (EDTA) | Microfilaria | PS for mf by concentration | MF | NA | Drop-down | Positive;Negative
Haematology | Blood (EDTA) | RBC Morphology | PS for RBC Morphology | PS for Anemia | NA | Remark
Haematology | Blood (EDTA) | Anaemia Panel | PS for RBC Morphology | PS | NA | Remark
BIOCHEMISTRY | Serum | Bio Chemistry | PSA | PSA | ng/ml | Numeric | 0.1 | 4 | 0.1 | 50
Clinical Pathology | Semen | Semen Analysis | Pus Cells (Semen) |  | per hpf | Remark
Stool | Stool | Stool Microscopy w/o Concetration | Pus Cells (Stool) |  | NA | Remark
Stool | Stool | Stool Microscopy with Concetration | Pus Cells (Stool) |  | NA | Remark
Urine | Urine | Urine Microscopy | Pus Cells (Urine) | U-ME | /hPF | Remark
Stool | Stool | Stool Microscopy w/o Concetration | Quality |  | NA | Remark
Stool | Stool | Stool Microscopy with Concetration | Quality |  | NA | Remark
Clinical Pathology | Semen | Semen Analysis | RBC (Semen) |  | per hpf | Remark
Stool | Stool | Stool Microscopy w/o Concetration | RBC (Stool) |  | NA | Remark
Stool | Stool | Stool Microscopy with Concetration | RBC (Stool) |  | NA | Remark
Urine | Urine | Urine Microscopy | RBC (Urine) |  | /hPF | Remark
Haematology | Blood (EDTA) | CBC | RBC Count |  | per cumm | Numeric | 450000 | 550000 | 200000 | 800000
Haematology | Blood (EDTA) | Anaemia Panel | RBC Count |  | per cumm | Numeric | 450000 | 550000 | 200000 | 800000
BIOCHEMISTRY | Serum | Bio Chemistry | RBS |  | mg/dl | Numeric | 60 | 160 | 10 | 1000
Stool | Stool | Environment | Reducing substance |  | NA | Drop-down | Negative;Positive;1+;2+;3+;4+ |  | negative, positive, 1+, 2+, 3+, 4+
Urine | Urine | Renal | Renal Concentrating Ability |  | NA | Remark
Clinical Pathology | Semen | Semen Analysis | Result |  |  | Drop-down | Normo Spermia;Oligo Spermia;Azo Spermia
Haematology | Blood (EDTA) | Routine Blood | Reticulocyte Count | RETIC | % | Numeric | 1.5 | 3 | 0.5 | 30
Haematology | Blood (EDTA) | Anaemia Panel | Reticulocyte Count | Retic | % | Numeric | 1 | 3 | 0.5 | 30
Serology | Blood (EDTA) | Serology | Rheumatoid Arthritis - Qualitative | RA Qualitative | NA | Drop-down | Positive 1:2;Positive 1:4;Positive 1:8;Positive 1:16;Positive 1:32;Negative
Serology | Blood (EDTA) | Serology | Rheumatoid Arthritis - Turbidometry | RA Turbidometry | iU/ml | Numeric | 0 | 20
Microbiology | Stool |  | Routine Microbiology Culture | Culture |  | Remark
Microbiology | Urine |  | Routine Microbiology Culture | Culture |  | Remark
BIOCHEMISTRY | Serum | Liver Function Test | S. Albumin |  | gm/dl | Numeric | 2.4 | 5 | 1.5 | 10
BIOCHEMISTRY | Serum | Liver Function Test | S. ALT |  | mg/dl | Numeric | 5 | 35 | 3 | 2000
BIOCHEMISTRY | Serum | Liver Function Test | S. AST |  | u/L | Numeric | 5 | 35 | 3 | 3000
BIOCHEMISTRY | Serum | Liver Function Test | S. Protein |  | gm/dl | Numeric | 6.5 | 8.5 | 1.5 | 15
BIOCHEMISTRY | Serum | Lipid Profile | S. Triglyceride |  | mg/dl | Numeric | 40 | 150 | 20 | 700
Haematology | Blood (EDTA) | Sickling Only | Sickling Test | Sickle | NA | Drop-down | Positive;Negative
Haematology | Blood (EDTA) | Anaemia Panel | Sickling Test | Sickle | NA | Drop-down | Positive;Negative
BIOCHEMISTRY | Serum | Electrolyte | Sodium | Na | me/ql | Numeric | 135 | 145 | 60 | 250
Urine | Urine | Routine Urine | Specific Gravity |  | NA | Numeric | 1.006 | 1.026 | 1 | 1.05
Stool | Stool | Stool occult blood | Stool occult blood |  | NA | Drop-down | Negative;Positive;1+;2+;3+;4+ |  | negative, positive, 1+, 2+, 3+, 4+
BIOCHEMISTRY | Body Fluid | Asitic Fluid | Sugar |  | mg/dl | Numeric
BIOCHEMISTRY | Body Fluid | Pyrotinial Fluid | Sugar |  | mg/dl | Numeric
BIOCHEMISTRY | Body Fluid | Pus | Sugar |  | mg/dl | Numeric
BIOCHEMISTRY | Body Fluid | Knee Joint Fluid | Sugar |  | mg/dl | Numeric
BIOCHEMISTRY | Body Fluid | Plural Fluid | Sugar |  | mg/dl | Numeric
Urine | Urine | Routine Urine | Sugar | U-SUG | NA | Drop-down | Nil;Trace;1+;2+;3+;4+ |  | nil, trace, 1+, 2+, 3+, 4+
BIOCHEMISTRY | Body Fluid | CSF | Sugar (CSF) |  | mg/dl | Numeric
BIOCHEMISTRY | Serum | Thyroid Function | T3 |  | ng/dl | Numeric | 60 | 200 | 10 | 600
BIOCHEMISTRY | Serum | Thyroid Function | T4 |  | ug/dl | Numeric | 4.5 | 12 | 1 | 50
Haematology | Blood (EDTA) | CBC | TC |  |  | Numeric
BIOCHEMISTRY | Serum | Lipid Profile | TC/HDL Ratio |  |  | Numeric | 3.5 | 3.5 | 3.5 | 3.5
BIOCHEMISTRY | Serum | Liver Function Test | Total Bilirubin |  | mg/dl | Numeric | 0.3 | 1.2 | 0.2 | 50
Clinical Pathology | Semen | Semen Analysis | Total Count | TC | per ml | Numeric | 60000000 | 150000000
Haematology | Body Fluid | Asitic Fluid | Total Leucocyte Count | TC | cumm | Numeric
Haematology | Body Fluid | Pyrotinial Fluid | Total Leucocyte Count | TC | cumm | Numeric
Haematology | Body Fluid | Pus | Total Leucocyte Count | TC | cumm | Numeric
Haematology | Body Fluid | Knee Joint Fluid | Total Leucocyte Count | TC | cumm | Numeric
Haematology | Body Fluid | Plural Fluid | Total Leucocyte Count | TC | cumm | Numeric
Haematology | Blood (EDTA) | Routine Blood | Total Leucocyte Count | TC | cumm | Numeric | 4500 | 11000 | 500 | 400000
Haematology | Body Fluid | CSF | Total Leucocyte Count (CSF) | TC | cumm | Numeric
Serology | Blood (EDTA) | Serology | Troponin - T | Trop T | NA | Drop-down | Positive;Negative
BIOCHEMISTRY | Serum | Thyroid Function | TSH |  | Iu/ml | Numeric | 0.3 | 5.5 | 0.1 | 30
BIOCHEMISTRY | Serum | Bio Chemistry | Urea Nitrogen |  | mg/dl | Numeric | 40 | 150 | 10 | 1000
BIOCHEMISTRY | Serum | Bio Chemistry | Uric Acid |  | mg/dl | Numeric | 3.5 | 7.2 | 2 | 30
Urine | Urine | Bile Pigment | Urine Bile Pigment | U-BP | NA | Drop-down | Negative;Positive;1+;2+;3+;4+ |  | negative, positive, 1+, 2+, 3+, 4+
Urine | Urine | Bile Salt | Urine Bile Salt | U-BS | NA | Drop-down | Negative;Positive;1+;2+;3+;4+ |  | negative, positive, 1+, 2+, 3+, 4+
Urine | Urine | Ketone | Urine Ketone | U-ketone bodies | NA | Drop-down | Nil;Trace;1+;2+;3+;4+ |  | nil, trace, 1+, 2+, 3+, 4+
Urine | Urine | Urine Pregnancy Test | Urine Pregnancy Test | UPT |  | Drop-down | Positive;Negative
BIOCHEMISTRY | Urine |  | Urine Protein Creatinine Ratio | UPCR |  | Numeric | 0.2 | 0.2
Urine | Urine | Urine Microscopy | Vaginal Trichomonas |  | /hPF | Remark
Serology | Blood (EDTA) | Serology | VDRL ELISA |  | NA | Drop-down | Positive;Negative |  | positive / negative
Serology | Blood (EDTA) | Cross Match | VDRL ELISA |  | NA | Drop-down | Positive;Negative
Serology | Blood (EDTA) | Serology | VDRL Rapid |  | NA | Drop-down | Positive;Negative |  | positive / negative
Serology | Blood (EDTA) | Cross Match | VDRL Rapid |  | NA | Drop-down | Positive;Negative
Clinical Pathology | Semen | Semen Analysis | Viscoscity |  |  | Remark
BIOCHEMISTRY | Serum | Lipid Profile | VLDL Cholesterol | VLDL | mg/dl | Numeric | 5 | 40 | 1 | 60
Clinical Pathology | Semen | Semen Analysis | Volume (Semen) |  | per ml | Numeric | 2 | 3.5
Vaginal | Vaginal | Vaginal Panel | Whiff test |  | NA | Drop-down | Positive;Negative |  | positive / negative
Serology | Blood (EDTA) | Serology | WIDAL Qualitative |  | NA | Drop-down | Positive 1:40;Positive 1:80;Positive 1:160;Positive 1:320;Negative (< 40)
Urine | Urine | Urine Microscopy | Yeast Cell |  | /hPF | Remark
Clinical Pathology | Urine | ZN Stain | ZN Stain |  | NA | Drop-down | Positive 1+;Positive 2+;Positive 3+;Positive 4+;Positive 5+;Positive 6+;Negative
Clinical Pathology | Stool | ZN Stain | ZN Stain |  | NA | Drop-down | Positive 1+;Positive 2+;Positive 3+;Positive 4+;Positive 5+;Positive 6+;Negative
Clinical Pathology | Sputum | ZN Stain | ZN Stain |  | NA | Drop-down | Positive 1+;Positive 2+;Positive 3+;Positive 4+;Positive 5+;Positive 6+;Negative
Clinical Pathology | Body Fluid | ZN Stain | ZN Stain |  | NA | Drop-down | Positive 1+;Positive 2+;Positive 3+;Positive 4+;Positive 5+;Positive 6+;Negative
Clinical Pathology | Pus | ZN Stain | ZN Stain |  | NA | Drop-down | Positive 1+;Positive 2+;Positive 3+;Positive 4+;Positive 5+;Positive 6+;Negative
Clinical Pathology | Slit Skin | ZN Stain | ZN Stain |  | NA | Drop-down | Positive 1+;Positive 2+;Positive 3+;Positive 4+;Positive 5+;Positive 6+;Negative
Clinical Pathology | Body Fluid | CSF | ZN Stain |  |  | Drop-down | Positive 1+;Positive 2+;Positive 3+;Positive 4+;Positive 5+;Positive 6+;Negative
Clinical Pathology | Body Fluid | Asitic Fluid | ZN Stain |  |  | Drop-down | Positive 1+;Positive 2+;Positive 3+;Positive 4+;Positive 5+;Positive 6+;Negative
Clinical Pathology | Body Fluid | Pyrotinial Fluid | ZN Stain |  |  | Drop-down | Positive 1+;Positive 2+;Positive 3+;Positive 4+;Positive 5+;Positive 6+;Negative
Clinical Pathology | Body Fluid | Pus | ZN Stain |  |  | Drop-down | Positive 1+;Positive 2+;Positive 3+;Positive 4+;Positive 5+;Positive 6+;Negative
Clinical Pathology | Body Fluid | Knee Joint Fluid | ZN Stain |  |  | Drop-down | Positive 1+;Positive 2+;Positive 3+;Positive 4+;Positive 5+;Positive 6+;Negative
Clinical Pathology | Body Fluid | Plural Fluid | ZN Stain |  |  | Drop-down | Positive 1+;Positive 2+;Positive 3+;Positive 4+;Positive 5+;Positive 6+;Negative

## OpenErp Import Tests and panels
categ_id/id | cost_method | valuation | name | default_code | list_price | procure_method | type | uom_po_id/id | supply_method | uom_id/id | standard_price | purchase_ok | sale_ok | sale_delay | active
__export__.product_product_31 | Standard Price | Periodical (manual) | Anaemia Panel |  |  | Make to Stock | Service | product.product_uom_unit | Buy | product.product_uom_unit |  | FALSE | FALSE |  | TRUE
__export__.product_product_31 | Standard Price | Periodical (manual) | Asitic Fluid |  |  | Make to Stock | Service | product.product_uom_unit | Buy | product.product_uom_unit |  | FALSE | FALSE |  | TRUE
__export__.product_product_31 | Standard Price | Periodical (manual) | Bile Pigment |  |  | Make to Stock | Service | product.product_uom_unit | Buy | product.product_uom_unit |  | FALSE | FALSE |  | TRUE
__export__.product_product_31 | Standard Price | Periodical (manual) | Bile Salt |  |  | Make to Stock | Service | product.product_uom_unit | Buy | product.product_uom_unit |  | FALSE | FALSE |  | TRUE
__export__.product_product_31 | Standard Price | Periodical (manual) | Bio Chemistry |  |  | Make to Stock | Service | product.product_uom_unit | Buy | product.product_uom_unit |  | FALSE | FALSE |  | TRUE
__export__.product_product_31 | Standard Price | Periodical (manual) | CBC |  |  | Make to Stock | Service | product.product_uom_unit | Buy | product.product_uom_unit |  | FALSE | FALSE |  | TRUE
__export__.product_product_31 | Standard Price | Periodical (manual) | Coagulation Factor |  |  | Make to Stock | Service | product.product_uom_unit | Buy | product.product_uom_unit |  | FALSE | FALSE |  | TRUE
__export__.product_product_31 | Standard Price | Periodical (manual) | Cross Match |  |  | Make to Stock | Service | product.product_uom_unit | Buy | product.product_uom_unit |  | FALSE | FALSE |  | TRUE
__export__.product_product_31 | Standard Price | Periodical (manual) | CSF |  |  | Make to Stock | Service | product.product_uom_unit | Buy | product.product_uom_unit |  | FALSE | FALSE |  | TRUE
__export__.product_product_31 | Standard Price | Periodical (manual) | Differential Count |  |  | Make to Stock | Service | product.product_uom_unit | Buy | product.product_uom_unit |  | FALSE | FALSE |  | TRUE
__export__.product_product_31 | Standard Price | Periodical (manual) | Electrolyte |  |  | Make to Stock | Service | product.product_uom_unit | Buy | product.product_uom_unit |  | FALSE | FALSE |  | TRUE
__export__.product_product_31 | Standard Price | Periodical (manual) | Environment |  |  | Make to Stock | Service | product.product_uom_unit | Buy | product.product_uom_unit |  | FALSE | FALSE |  | TRUE
__export__.product_product_31 | Standard Price | Periodical (manual) | Fat |  |  | Make to Stock | Service | product.product_uom_unit | Buy | product.product_uom_unit |  | FALSE | FALSE |  | TRUE
__export__.product_product_31 | Standard Price | Periodical (manual) | Gram Stain |  |  | Make to Stock | Service | product.product_uom_unit | Buy | product.product_uom_unit |  | FALSE | FALSE |  | TRUE
__export__.product_product_31 | Standard Price | Periodical (manual) | haematology |  |  | Make to Stock | Service | product.product_uom_unit | Buy | product.product_uom_unit |  | FALSE | FALSE |  | TRUE
__export__.product_product_31 | Standard Price | Periodical (manual) | Hb Only |  |  | Make to Stock | Service | product.product_uom_unit | Buy | product.product_uom_unit |  | FALSE | FALSE |  | TRUE
__export__.product_product_31 | Standard Price | Periodical (manual) | Hb w/Electrophoresis |  |  | Make to Stock | Service | product.product_uom_unit | Buy | product.product_uom_unit |  | FALSE | FALSE |  | TRUE
__export__.product_product_31 | Standard Price | Periodical (manual) | Ketone |  |  | Make to Stock | Service | product.product_uom_unit | Buy | product.product_uom_unit |  | FALSE | FALSE |  | TRUE
__export__.product_product_31 | Standard Price | Periodical (manual) | Kinyoun's Stain |  |  | Make to Stock | Service | product.product_uom_unit | Buy | product.product_uom_unit |  | FALSE | FALSE |  | TRUE
__export__.product_product_31 | Standard Price | Periodical (manual) | Knee Joint Fluid |  |  | Make to Stock | Service | product.product_uom_unit | Buy | product.product_uom_unit |  | FALSE | FALSE |  | TRUE
__export__.product_product_31 | Standard Price | Periodical (manual) | Lipid Profile |  |  | Make to Stock | Service | product.product_uom_unit | Buy | product.product_uom_unit |  | FALSE | FALSE |  | TRUE
__export__.product_product_31 | Standard Price | Periodical (manual) | Liver Function Test |  |  | Make to Stock | Service | product.product_uom_unit | Buy | product.product_uom_unit |  | FALSE | FALSE |  | TRUE
__export__.product_product_31 | Standard Price | Periodical (manual) | Malaria |  |  | Make to Stock | Service | product.product_uom_unit | Buy | product.product_uom_unit |  | FALSE | FALSE |  | TRUE
__export__.product_product_31 | Standard Price | Periodical (manual) | Microfilaria |  |  | Make to Stock | Service | product.product_uom_unit | Buy | product.product_uom_unit |  | FALSE | FALSE |  | TRUE
__export__.product_product_31 | Standard Price | Periodical (manual) | Plural Fluid |  |  | Make to Stock | Service | product.product_uom_unit | Buy | product.product_uom_unit |  | FALSE | FALSE |  | TRUE
__export__.product_product_31 | Standard Price | Periodical (manual) | Pus |  |  | Make to Stock | Service | product.product_uom_unit | Buy | product.product_uom_unit |  | FALSE | FALSE |  | TRUE
__export__.product_product_31 | Standard Price | Periodical (manual) | Pyrotinial Fluid |  |  | Make to Stock | Service | product.product_uom_unit | Buy | product.product_uom_unit |  | FALSE | FALSE |  | TRUE
__export__.product_product_31 | Standard Price | Periodical (manual) | RBC Morphology |  |  | Make to Stock | Service | product.product_uom_unit | Buy | product.product_uom_unit |  | FALSE | FALSE |  | TRUE
__export__.product_product_31 | Standard Price | Periodical (manual) | Renal |  |  | Make to Stock | Service | product.product_uom_unit | Buy | product.product_uom_unit |  | FALSE | FALSE |  | TRUE
__export__.product_product_31 | Standard Price | Periodical (manual) | Routine Blood |  |  | Make to Stock | Service | product.product_uom_unit | Buy | product.product_uom_unit |  | FALSE | FALSE |  | TRUE
__export__.product_product_31 | Standard Price | Periodical (manual) | Routine Urine |  |  | Make to Stock | Service | product.product_uom_unit | Buy | product.product_uom_unit |  | FALSE | FALSE |  | TRUE
__export__.product_product_31 | Standard Price | Periodical (manual) | Sedimentation |  |  | Make to Stock | Service | product.product_uom_unit | Buy | product.product_uom_unit |  | FALSE | FALSE |  | TRUE
__export__.product_product_31 | Standard Price | Periodical (manual) | Semen Analysis |  |  | Make to Stock | Service | product.product_uom_unit | Buy | product.product_uom_unit |  | FALSE | FALSE |  | TRUE
__export__.product_product_31 | Standard Price | Periodical (manual) | Serology |  |  | Make to Stock | Service | product.product_uom_unit | Buy | product.product_uom_unit |  | FALSE | FALSE |  | TRUE
__export__.product_product_31 | Standard Price | Periodical (manual) | Sickling Only |  |  | Make to Stock | Service | product.product_uom_unit | Buy | product.product_uom_unit |  | FALSE | FALSE |  | TRUE
__export__.product_product_31 | Standard Price | Periodical (manual) | Stool Microscopy w/o Concetration |  |  | Make to Stock | Service | product.product_uom_unit | Buy | product.product_uom_unit |  | FALSE | FALSE |  | TRUE
__export__.product_product_31 | Standard Price | Periodical (manual) | Stool Microscopy with Concetration |  |  | Make to Stock | Service | product.product_uom_unit | Buy | product.product_uom_unit |  | FALSE | FALSE |  | TRUE
__export__.product_product_31 | Standard Price | Periodical (manual) | Stool occult blood |  |  | Make to Stock | Service | product.product_uom_unit | Buy | product.product_uom_unit |  | FALSE | FALSE |  | TRUE
__export__.product_product_31 | Standard Price | Periodical (manual) | Urine LE/Nitrite |  |  | Make to Stock | Service | product.product_uom_unit | Buy | product.product_uom_unit |  | FALSE | FALSE |  | TRUE
__export__.product_product_31 | Standard Price | Periodical (manual) | Urine Microscopy |  |  | Make to Stock | Service | product.product_uom_unit | Buy | product.product_uom_unit |  | FALSE | FALSE |  | TRUE
__export__.product_product_31 | Standard Price | Periodical (manual) | Urine Pregnancy Test |  |  | Make to Stock | Service | product.product_uom_unit | Buy | product.product_uom_unit |  | FALSE | FALSE |  | TRUE
__export__.product_product_31 | Standard Price | Periodical (manual) | Vaginal Panel |  |  | Make to Stock | Service | product.product_uom_unit | Buy | product.product_uom_unit |  | FALSE | FALSE |  | TRUE
__export__.product_product_31 | Standard Price | Periodical (manual) | ZN Stain |  |  | Make to Stock | Service | product.product_uom_unit | Buy | product.product_uom_unit |  | FALSE | FALSE |  | TRUE
__export__.product_product_31 | Standard Price | Periodical (manual) | Tissue |  |  | Make to Stock | Service | product.product_uom_unit | Buy | product.product_uom_unit |  | FALSE | FALSE |  | TRUE
__export__.product_product_31 | Standard Price | Periodical (manual) | Thyroid Function |  |  | Make to Stock | Service | product.product_uom_unit | Buy | product.product_uom_unit |  | FALSE | FALSE |  | TRUE
__export__.product_product_30 | Standard Price | Periodical (manual) | Absolute Eosinphil Count | AEC | 30 | Make to Stock | Service | product.product_uom_unit | Buy | product.product_uom_unit |  | FALSE | FALSE |  | TRUE
__export__.product_product_30 | Standard Price | Periodical (manual) | Albumin | U-ALB | 5 | Make to Stock | Service | product.product_uom_unit | Buy | product.product_uom_unit |  | FALSE | FALSE |  | TRUE
__export__.product_product_30 | Standard Price | Periodical (manual) | ALK. Phosphate |  | 50 | Make to Stock | Service | product.product_uom_unit | Buy | product.product_uom_unit |  | FALSE | FALSE |  | TRUE
__export__.product_product_30 | Standard Price | Periodical (manual) | Amylase |  | 100 | Make to Stock | Service | product.product_uom_unit | Buy | product.product_uom_unit |  | FALSE | FALSE |  | TRUE
__export__.product_product_30 | Standard Price | Periodical (manual) | ANA |  | 300 | Make to Stock | Service | product.product_uom_unit | Buy | product.product_uom_unit |  | FALSE | FALSE |  | TRUE
__export__.product_product_30 | Standard Price | Periodical (manual) | Anti Streptolysin Qualitative | ASO Qualitative |  | Make to Stock | Service | product.product_uom_unit | Buy | product.product_uom_unit |  | FALSE | FALSE |  | TRUE
__export__.product_product_30 | Standard Price | Periodical (manual) | Anti Streptolysin Turbidometry | ASO Turbidometry |  | Make to Stock | Service | product.product_uom_unit | Buy | product.product_uom_unit |  | FALSE | FALSE |  | TRUE
__export__.product_product_30 | Standard Price | Periodical (manual) | APTT (Control) | PTTC |  | Make to Stock | Service | product.product_uom_unit | Buy | product.product_uom_unit |  | FALSE | FALSE |  | TRUE
__export__.product_product_30 | Standard Price | Periodical (manual) | APTT (Test) | PTT |  | Make to Stock | Service | product.product_uom_unit | Buy | product.product_uom_unit |  | FALSE | FALSE |  | TRUE
__export__.product_product_30 | Standard Price | Periodical (manual) | B HCG |  | 400 | Make to Stock | Service | product.product_uom_unit | Buy | product.product_uom_unit |  | FALSE | FALSE |  | TRUE
__export__.product_product_30 | Standard Price | Periodical (manual) | Basophil |  |  | Make to Stock | Service | product.product_uom_unit | Buy | product.product_uom_unit |  | FALSE | FALSE |  | TRUE
__export__.product_product_30 | Standard Price | Periodical (manual) | Bicarbonate |  | 250 | Make to Stock | Service | product.product_uom_unit | Buy | product.product_uom_unit |  | FALSE | FALSE |  | TRUE
__export__.product_product_30 | Standard Price | Periodical (manual) | Bleeding Time | BT |  | Make to Stock | Service | product.product_uom_unit | Buy | product.product_uom_unit |  | FALSE | FALSE |  | TRUE
__export__.product_product_30 | Standard Price | Periodical (manual) | Blood Group (Relative) |  |  | Make to Stock | Service | product.product_uom_unit | Buy | product.product_uom_unit |  | FALSE | FALSE |  | TRUE
__export__.product_product_30 | Standard Price | Periodical (manual) | Blood Urea |  | 30 | Make to Stock | Service | product.product_uom_unit | Buy | product.product_uom_unit |  | FALSE | FALSE |  | TRUE
__export__.product_product_30 | Standard Price | Periodical (manual) | CA-125 |  | 450 | Make to Stock | Service | product.product_uom_unit | Buy | product.product_uom_unit |  | FALSE | FALSE |  | TRUE
__export__.product_product_30 | Standard Price | Periodical (manual) | CA19-9 |  | 400 | Make to Stock | Service | product.product_uom_unit | Buy | product.product_uom_unit |  | FALSE | FALSE |  | TRUE
__export__.product_product_30 | Standard Price | Periodical (manual) | Calcium | Ca | 100 | Make to Stock | Service | product.product_uom_unit | Buy | product.product_uom_unit |  | FALSE | FALSE |  | TRUE
__export__.product_product_30 | Standard Price | Periodical (manual) | Cast |  |  | Make to Stock | Service | product.product_uom_unit | Buy | product.product_uom_unit |  | FALSE | FALSE |  | TRUE
__export__.product_product_30 | Standard Price | Periodical (manual) | Cholesterol |  | 50 | Make to Stock | Service | product.product_uom_unit | Buy | product.product_uom_unit |  | FALSE | FALSE |  | TRUE
__export__.product_product_30 | Standard Price | Periodical (manual) | Clotting Time | CT |  | Make to Stock | Service | product.product_uom_unit | Buy | product.product_uom_unit |  | FALSE | FALSE |  | TRUE
__export__.product_product_30 | Standard Price | Periodical (manual) | Coccidians |  | 20 | Make to Stock | Service | product.product_uom_unit | Buy | product.product_uom_unit |  | FALSE | FALSE |  | TRUE
__export__.product_product_30 | Standard Price | Periodical (manual) | Color |  |  | Make to Stock | Service | product.product_uom_unit | Buy | product.product_uom_unit |  | FALSE | FALSE |  | TRUE
__export__.product_product_30 | Standard Price | Periodical (manual) | Color | Stool Microscopy |  | Make to Stock | Service | product.product_uom_unit | Buy | product.product_uom_unit |  | FALSE | FALSE |  | TRUE
__export__.product_product_30 | Standard Price | Periodical (manual) | Colour |  |  | Make to Stock | Service | product.product_uom_unit | Buy | product.product_uom_unit |  | FALSE | FALSE |  | TRUE
__export__.product_product_30 | Standard Price | Periodical (manual) | Creatinine |  | 30 | Make to Stock | Service | product.product_uom_unit | Buy | product.product_uom_unit |  | FALSE | FALSE |  | TRUE
__export__.product_product_30 | Standard Price | Periodical (manual) | Creatinine Kinase |  | 250 | Make to Stock | Service | product.product_uom_unit | Buy | product.product_uom_unit |  | FALSE | FALSE |  | TRUE
__export__.product_product_30 | Standard Price | Periodical (manual) | Cross Match |  |  | Make to Stock | Service | product.product_uom_unit | Buy | product.product_uom_unit |  | FALSE | FALSE |  | TRUE
__export__.product_product_30 | Standard Price | Periodical (manual) | Crystal |  |  | Make to Stock | Service | product.product_uom_unit | Buy | product.product_uom_unit |  | FALSE | FALSE |  | TRUE
__export__.product_product_30 | Standard Price | Periodical (manual) | Culture |  |  | Make to Stock | Service | product.product_uom_unit | Buy | product.product_uom_unit |  | FALSE | FALSE |  | TRUE
__export__.product_product_30 | Standard Price | Periodical (manual) | Cytology |  |  | Make to Stock | Service | product.product_uom_unit | Buy | product.product_uom_unit |  | FALSE | FALSE |  | TRUE
__export__.product_product_30 | Standard Price | Periodical (manual) | Differential Count | DC | 20 | Make to Stock | Service | product.product_uom_unit | Buy | product.product_uom_unit |  | FALSE | FALSE |  | TRUE
__export__.product_product_30 | Standard Price | Periodical (manual) | Differential Count (CSF) | DC |  | Make to Stock | Service | product.product_uom_unit | Buy | product.product_uom_unit |  | FALSE | FALSE |  | TRUE
__export__.product_product_30 | Standard Price | Periodical (manual) | Direct Bilirubin |  | 30 | Make to Stock | Service | product.product_uom_unit | Buy | product.product_uom_unit |  | FALSE | FALSE |  | TRUE
__export__.product_product_30 | Standard Price | Periodical (manual) | Eosinophil |  |  | Make to Stock | Service | product.product_uom_unit | Buy | product.product_uom_unit |  | FALSE | FALSE |  | TRUE
__export__.product_product_30 | Standard Price | Periodical (manual) | Epithelial Cells |  |  | Make to Stock | Service | product.product_uom_unit | Buy | product.product_uom_unit |  | FALSE | FALSE |  | TRUE
__export__.product_product_30 | Standard Price | Periodical (manual) | ESR |  | 10 | Make to Stock | Service | product.product_uom_unit | Buy | product.product_uom_unit |  | FALSE | FALSE |  | TRUE
__export__.product_product_30 | Standard Price | Periodical (manual) | Fat (Semi Quantitative) |  | 30 | Make to Stock | Service | product.product_uom_unit | Buy | product.product_uom_unit |  | FALSE | FALSE |  | TRUE
__export__.product_product_30 | Standard Price | Periodical (manual) | Fat Droplets |  |  | Make to Stock | Service | product.product_uom_unit | Buy | product.product_uom_unit |  | FALSE | FALSE |  | TRUE
__export__.product_product_30 | Standard Price | Periodical (manual) | FBS |  | 30 | Make to Stock | Service | product.product_uom_unit | Buy | product.product_uom_unit |  | FALSE | FALSE |  | TRUE
__export__.product_product_30 | Standard Price | Periodical (manual) | Ferittin |  | 250 | Make to Stock | Service | product.product_uom_unit | Buy | product.product_uom_unit |  | FALSE | FALSE |  | TRUE
__export__.product_product_30 | Standard Price | Periodical (manual) | Food Particles |  |  | Make to Stock | Service | product.product_uom_unit | Buy | product.product_uom_unit |  | FALSE | FALSE |  | TRUE
__export__.product_product_30 | Standard Price | Periodical (manual) | FT3 |  | 80 | Make to Stock | Service | product.product_uom_unit | Buy | product.product_uom_unit |  | FALSE | FALSE |  | TRUE
__export__.product_product_30 | Standard Price | Periodical (manual) | FT4 |  | 80 | Make to Stock | Service | product.product_uom_unit | Buy | product.product_uom_unit |  | FALSE | FALSE |  | TRUE
__export__.product_product_30 | Standard Price | Periodical (manual) | Gram Stain |  | 30 | Make to Stock | Service | product.product_uom_unit | Buy | product.product_uom_unit |  | FALSE | FALSE |  | TRUE
__export__.product_product_30 | Standard Price | Periodical (manual) | Gram Stain (Vaginal) |  | 30 | Make to Stock | Service | product.product_uom_unit | Buy | product.product_uom_unit |  | FALSE | FALSE |  | TRUE
__export__.product_product_30 | Standard Price | Periodical (manual) | Haemoglobin | HB | 30 | Make to Stock | Service | product.product_uom_unit | Buy | product.product_uom_unit |  | FALSE | FALSE |  | TRUE
__export__.product_product_30 | Standard Price | Periodical (manual) | Haemoglobin (Relative) | HB |  | Make to Stock | Service | product.product_uom_unit | Buy | product.product_uom_unit |  | FALSE | FALSE |  | TRUE
__export__.product_product_30 | Standard Price | Periodical (manual) | Hb Electrophoresis |  |  | Make to Stock | Service | product.product_uom_unit | Buy | product.product_uom_unit |  | FALSE | FALSE |  | TRUE
__export__.product_product_30 | Standard Price | Periodical (manual) | HbsAg ELISA |  |  | Make to Stock | Service | product.product_uom_unit | Buy | product.product_uom_unit |  | FALSE | FALSE |  | TRUE
__export__.product_product_30 | Standard Price | Periodical (manual) | HbsAg Rapid |  |  | Make to Stock | Service | product.product_uom_unit | Buy | product.product_uom_unit |  | FALSE | FALSE |  | TRUE
__export__.product_product_30 | Standard Price | Periodical (manual) | HCV ELISA |  |  | Make to Stock | Service | product.product_uom_unit | Buy | product.product_uom_unit |  | FALSE | FALSE |  | TRUE
__export__.product_product_30 | Standard Price | Periodical (manual) | HCV Tridot |  |  | Make to Stock | Service | product.product_uom_unit | Buy | product.product_uom_unit |  | FALSE | FALSE |  | TRUE
__export__.product_product_30 | Standard Price | Periodical (manual) | HDL |  |  | Make to Stock | Service | product.product_uom_unit | Buy | product.product_uom_unit |  | FALSE | FALSE |  | TRUE
__export__.product_product_30 | Standard Price | Periodical (manual) | HIV ELISA |  |  | Make to Stock | Service | product.product_uom_unit | Buy | product.product_uom_unit |  | FALSE | FALSE |  | TRUE
__export__.product_product_30 | Standard Price | Periodical (manual) | HIV Tridot |  |  | Make to Stock | Service | product.product_uom_unit | Buy | product.product_uom_unit |  | FALSE | FALSE |  | TRUE
__export__.product_product_30 | Standard Price | Periodical (manual) | HPLC |  | 500 | Make to Stock | Service | product.product_uom_unit | Buy | product.product_uom_unit |  | FALSE | FALSE |  | TRUE
__export__.product_product_30 | Standard Price | Periodical (manual) | INR Ratio | INR |  | Make to Stock | Service | product.product_uom_unit | Buy | product.product_uom_unit |  | FALSE | FALSE |  | TRUE
__export__.product_product_30 | Standard Price | Periodical (manual) | LDH |  | 50 | Make to Stock | Service | product.product_uom_unit | Buy | product.product_uom_unit |  | FALSE | FALSE |  | TRUE
__export__.product_product_30 | Standard Price | Periodical (manual) | LDL |  | 50 | Make to Stock | Service | product.product_uom_unit | Buy | product.product_uom_unit |  | FALSE | FALSE |  | TRUE
__export__.product_product_30 | Standard Price | Periodical (manual) | LE (Urine) |  | 30 | Make to Stock | Service | product.product_uom_unit | Buy | product.product_uom_unit |  | FALSE | FALSE |  | TRUE
__export__.product_product_30 | Standard Price | Periodical (manual) | LE (Vaginal) |  | 30 | Make to Stock | Service | product.product_uom_unit | Buy | product.product_uom_unit |  | FALSE | FALSE |  | TRUE
__export__.product_product_30 | Standard Price | Periodical (manual) | LH |  | 50 | Make to Stock | Service | product.product_uom_unit | Buy | product.product_uom_unit |  | FALSE | FALSE |  | TRUE
__export__.product_product_30 | Standard Price | Periodical (manual) | Liquification time |  |  | Make to Stock | Service | product.product_uom_unit | Buy | product.product_uom_unit |  | FALSE | FALSE |  | TRUE
__export__.product_product_30 | Standard Price | Periodical (manual) | Lymph |  |  | Make to Stock | Service | product.product_uom_unit | Buy | product.product_uom_unit |  | FALSE | FALSE |  | TRUE
__export__.product_product_30 | Standard Price | Periodical (manual) | Magnesium | mg | 50 | Make to Stock | Service | product.product_uom_unit | Buy | product.product_uom_unit |  | FALSE | FALSE |  | TRUE
__export__.product_product_30 | Standard Price | Periodical (manual) | Malaria Parasite |  |  | Make to Stock | Service | product.product_uom_unit | Buy | product.product_uom_unit |  | FALSE | FALSE |  | TRUE
__export__.product_product_30 | Standard Price | Periodical (manual) | MCH |  |  | Make to Stock | Service | product.product_uom_unit | Buy | product.product_uom_unit |  | FALSE | FALSE |  | TRUE
__export__.product_product_30 | Standard Price | Periodical (manual) | MCHC |  |  | Make to Stock | Service | product.product_uom_unit | Buy | product.product_uom_unit |  | FALSE | FALSE |  | TRUE
__export__.product_product_30 | Standard Price | Periodical (manual) | MCV |  |  | Make to Stock | Service | product.product_uom_unit | Buy | product.product_uom_unit |  | FALSE | FALSE |  | TRUE
__export__.product_product_30 | Standard Price | Periodical (manual) | Microscopy of KOH mount |  | 30 | Make to Stock | Service | product.product_uom_unit | Buy | product.product_uom_unit |  | FALSE | FALSE |  | TRUE
__export__.product_product_30 | Standard Price | Periodical (manual) | Microscopy of Saline mount |  | 30 | Make to Stock | Service | product.product_uom_unit | Buy | product.product_uom_unit |  | FALSE | FALSE |  | TRUE
__export__.product_product_30 | Standard Price | Periodical (manual) | Mono |  |  | Make to Stock | Service | product.product_uom_unit | Buy | product.product_uom_unit |  | FALSE | FALSE |  | TRUE
__export__.product_product_30 | Standard Price | Periodical (manual) | Morphology |  |  | Make to Stock | Service | product.product_uom_unit | Buy | product.product_uom_unit |  | FALSE | FALSE |  | TRUE
__export__.product_product_30 | Standard Price | Periodical (manual) | Motility |  |  | Make to Stock | Service | product.product_uom_unit | Buy | product.product_uom_unit |  | FALSE | FALSE |  | TRUE
__export__.product_product_30 | Standard Price | Periodical (manual) | Nitrite |  | 30 | Make to Stock | Service | product.product_uom_unit | Buy | product.product_uom_unit |  | FALSE | FALSE |  | TRUE
__export__.product_product_30 | Standard Price | Periodical (manual) | Others (Urine) |  |  | Make to Stock | Service | product.product_uom_unit | Buy | product.product_uom_unit |  | FALSE | FALSE |  | TRUE
__export__.product_product_30 | Standard Price | Periodical (manual) | Others (Stool) |  |  | Make to Stock | Service | product.product_uom_unit | Buy | product.product_uom_unit |  | FALSE | FALSE |  | TRUE
__export__.product_product_30 | Standard Price | Periodical (manual) | Ova/Parasite/Cyst |  |  | Make to Stock | Service | product.product_uom_unit | Buy | product.product_uom_unit |  | FALSE | FALSE |  | TRUE
__export__.product_product_30 | Standard Price | Periodical (manual) | Packed Cell Volume (PCV) | PCV% | 30 | Make to Stock | Service | product.product_uom_unit | Buy | product.product_uom_unit |  | FALSE | FALSE |  | TRUE
__export__.product_product_30 | Standard Price | Periodical (manual) | Parasite |  |  | Make to Stock | Service | product.product_uom_unit | Buy | product.product_uom_unit |  | FALSE | FALSE |  | TRUE
__export__.product_product_30 | Standard Price | Periodical (manual) | Patient Blood Group |  |  | Make to Stock | Service | product.product_uom_unit | Buy | product.product_uom_unit |  | FALSE | FALSE |  | TRUE
__export__.product_product_30 | Standard Price | Periodical (manual) | Pendy Reagent Test |  |  | Make to Stock | Service | product.product_uom_unit | Buy | product.product_uom_unit |  | FALSE | FALSE |  | TRUE
__export__.product_product_30 | Standard Price | Periodical (manual) | pH (Urine) |  | 20 | Make to Stock | Service | product.product_uom_unit | Buy | product.product_uom_unit |  | FALSE | FALSE |  | TRUE
__export__.product_product_30 | Standard Price | Periodical (manual) | pH (Stool) |  | 20 | Make to Stock | Service | product.product_uom_unit | Buy | product.product_uom_unit |  | FALSE | FALSE |  | TRUE
__export__.product_product_30 | Standard Price | Periodical (manual) | pH (Vaginal) |  | 20 | Make to Stock | Service | product.product_uom_unit | Buy | product.product_uom_unit |  | FALSE | FALSE |  | TRUE
__export__.product_product_30 | Standard Price | Periodical (manual) | Phosphorous |  |  | Make to Stock | Service | product.product_uom_unit | Buy | product.product_uom_unit |  | FALSE | FALSE |  | TRUE
__export__.product_product_30 | Standard Price | Periodical (manual) | Platelet Count | PLT | 20 | Make to Stock | Service | product.product_uom_unit | Buy | product.product_uom_unit |  | FALSE | FALSE |  | TRUE
__export__.product_product_30 | Standard Price | Periodical (manual) | Poly |  |  | Make to Stock | Service | product.product_uom_unit | Buy | product.product_uom_unit |  | FALSE | FALSE |  | TRUE
__export__.product_product_30 | Standard Price | Periodical (manual) | Potassium |  | 100 | Make to Stock | Service | product.product_uom_unit | Buy | product.product_uom_unit |  | FALSE | FALSE |  | TRUE
__export__.product_product_30 | Standard Price | Periodical (manual) | PP2BS |  | 30 | Make to Stock | Service | product.product_uom_unit | Buy | product.product_uom_unit |  | FALSE | FALSE |  | TRUE
__export__.product_product_30 | Standard Price | Periodical (manual) | Prolactin |  | 250 | Make to Stock | Service | product.product_uom_unit | Buy | product.product_uom_unit |  | FALSE | FALSE |  | TRUE
__export__.product_product_30 | Standard Price | Periodical (manual) | Protein |  |  | Make to Stock | Service | product.product_uom_unit | Buy | product.product_uom_unit |  | FALSE | FALSE |  | TRUE
__export__.product_product_30 | Standard Price | Periodical (manual) | Protein (CSF) |  |  | Make to Stock | Service | product.product_uom_unit | Buy | product.product_uom_unit |  | FALSE | FALSE |  | TRUE
__export__.product_product_30 | Standard Price | Periodical (manual) | Prothrombin Time (Control) | PTC |  | Make to Stock | Service | product.product_uom_unit | Buy | product.product_uom_unit |  | FALSE | FALSE |  | TRUE
__export__.product_product_30 | Standard Price | Periodical (manual) | Prothrombin Time (Test) | PT |  | Make to Stock | Service | product.product_uom_unit | Buy | product.product_uom_unit |  | FALSE | FALSE |  | TRUE
__export__.product_product_30 | Standard Price | Periodical (manual) | PS for Malaria Parasites | MP | 10 | Make to Stock | Service | product.product_uom_unit | Buy | product.product_uom_unit |  | FALSE | FALSE |  | TRUE
__export__.product_product_30 | Standard Price | Periodical (manual) | PS for mf by concentration | MF | 10 | Make to Stock | Service | product.product_uom_unit | Buy | product.product_uom_unit |  | FALSE | FALSE |  | TRUE
__export__.product_product_30 | Standard Price | Periodical (manual) | PS for RBC Morphology | PS for Anemia | 30 | Make to Stock | Service | product.product_uom_unit | Buy | product.product_uom_unit |  | FALSE | FALSE |  | TRUE
__export__.product_product_30 | Standard Price | Periodical (manual) | PSA | PSA | 450 | Make to Stock | Service | product.product_uom_unit | Buy | product.product_uom_unit |  | FALSE | FALSE |  | TRUE
__export__.product_product_30 | Standard Price | Periodical (manual) | Pus Cells (Urine) | U-ME |  | Make to Stock | Service | product.product_uom_unit | Buy | product.product_uom_unit |  | FALSE | FALSE |  | TRUE
__export__.product_product_30 | Standard Price | Periodical (manual) | Pus Cells (Stool) |  |  | Make to Stock | Service | product.product_uom_unit | Buy | product.product_uom_unit |  | FALSE | FALSE |  | TRUE
__export__.product_product_30 | Standard Price | Periodical (manual) | Pus Cells (Semen) |  |  | Make to Stock | Service | product.product_uom_unit | Buy | product.product_uom_unit |  | FALSE | FALSE |  | TRUE
__export__.product_product_30 | Standard Price | Periodical (manual) | Quality |  |  | Make to Stock | Service | product.product_uom_unit | Buy | product.product_uom_unit |  | FALSE | FALSE |  | TRUE
__export__.product_product_30 | Standard Price | Periodical (manual) | RBC (Semen) |  | 30 | Make to Stock | Service | product.product_uom_unit | Buy | product.product_uom_unit |  | FALSE | FALSE |  | TRUE
__export__.product_product_30 | Standard Price | Periodical (manual) | RBC (Stool) |  | 30 | Make to Stock | Service | product.product_uom_unit | Buy | product.product_uom_unit |  | FALSE | FALSE |  | TRUE
__export__.product_product_30 | Standard Price | Periodical (manual) | RBC (Urine) |  | 30 | Make to Stock | Service | product.product_uom_unit | Buy | product.product_uom_unit |  | FALSE | FALSE |  | TRUE
__export__.product_product_30 | Standard Price | Periodical (manual) | RBC Count |  |  | Make to Stock | Service | product.product_uom_unit | Buy | product.product_uom_unit |  | FALSE | FALSE |  | TRUE
__export__.product_product_30 | Standard Price | Periodical (manual) | RBS |  | 30 | Make to Stock | Service | product.product_uom_unit | Buy | product.product_uom_unit |  | FALSE | FALSE |  | TRUE
__export__.product_product_30 | Standard Price | Periodical (manual) | Reducing substance |  | 20 | Make to Stock | Service | product.product_uom_unit | Buy | product.product_uom_unit |  | FALSE | FALSE |  | TRUE
__export__.product_product_30 | Standard Price | Periodical (manual) | Renal Concentrating Ability |  | 30 | Make to Stock | Service | product.product_uom_unit | Buy | product.product_uom_unit |  | FALSE | FALSE |  | TRUE
__export__.product_product_30 | Standard Price | Periodical (manual) | Result |  |  | Make to Stock | Service | product.product_uom_unit | Buy | product.product_uom_unit |  | FALSE | FALSE |  | TRUE
__export__.product_product_30 | Standard Price | Periodical (manual) | Reticulocyte Count | RETIC | 20 | Make to Stock | Service | product.product_uom_unit | Buy | product.product_uom_unit |  | FALSE | FALSE |  | TRUE
__export__.product_product_30 | Standard Price | Periodical (manual) | Rheumatoid Arthritis - Qualitative | RA Qualitative |  | Make to Stock | Service | product.product_uom_unit | Buy | product.product_uom_unit |  | FALSE | FALSE |  | TRUE
__export__.product_product_30 | Standard Price | Periodical (manual) | Rheumatoid Arthritis - Turbidometry | RA Turbidometry |  | Make to Stock | Service | product.product_uom_unit | Buy | product.product_uom_unit |  | FALSE | FALSE |  | TRUE
__export__.product_product_30 | Standard Price | Periodical (manual) | S. Albumin |  |  | Make to Stock | Service | product.product_uom_unit | Buy | product.product_uom_unit |  | FALSE | FALSE |  | TRUE
__export__.product_product_30 | Standard Price | Periodical (manual) | S. ALT |  | 30 | Make to Stock | Service | product.product_uom_unit | Buy | product.product_uom_unit |  | FALSE | FALSE |  | TRUE
__export__.product_product_30 | Standard Price | Periodical (manual) | S. AST |  | 30 | Make to Stock | Service | product.product_uom_unit | Buy | product.product_uom_unit |  | FALSE | FALSE |  | TRUE
__export__.product_product_30 | Standard Price | Periodical (manual) | S. Protein |  | 30 | Make to Stock | Service | product.product_uom_unit | Buy | product.product_uom_unit |  | FALSE | FALSE |  | TRUE
__export__.product_product_30 | Standard Price | Periodical (manual) | S. Triglyceride |  | 50 | Make to Stock | Service | product.product_uom_unit | Buy | product.product_uom_unit |  | FALSE | FALSE |  | TRUE
__export__.product_product_30 | Standard Price | Periodical (manual) | Sickling Test | Sickle | 10 | Make to Stock | Service | product.product_uom_unit | Buy | product.product_uom_unit |  | FALSE | FALSE |  | TRUE
__export__.product_product_30 | Standard Price | Periodical (manual) | Sodium | Na | 100 | Make to Stock | Service | product.product_uom_unit | Buy | product.product_uom_unit |  | FALSE | FALSE |  | TRUE
__export__.product_product_30 | Standard Price | Periodical (manual) | Specific Gravity |  | 20 | Make to Stock | Service | product.product_uom_unit | Buy | product.product_uom_unit |  | FALSE | FALSE |  | TRUE
__export__.product_product_30 | Standard Price | Periodical (manual) | Stool occult blood |  | 20 | Make to Stock | Service | product.product_uom_unit | Buy | product.product_uom_unit |  | FALSE | FALSE |  | TRUE
__export__.product_product_30 | Standard Price | Periodical (manual) | Sugar |  | 5 | Make to Stock | Service | product.product_uom_unit | Buy | product.product_uom_unit |  | FALSE | FALSE |  | TRUE
__export__.product_product_30 | Standard Price | Periodical (manual) | Sugar | U-SUG |  | Make to Stock | Service | product.product_uom_unit | Buy | product.product_uom_unit |  | FALSE | FALSE |  | TRUE
__export__.product_product_30 | Standard Price | Periodical (manual) | Sugar (CSF) |  |  | Make to Stock | Service | product.product_uom_unit | Buy | product.product_uom_unit |  | FALSE | FALSE |  | TRUE
__export__.product_product_30 | Standard Price | Periodical (manual) | T3 |  | 80 | Make to Stock | Service | product.product_uom_unit | Buy | product.product_uom_unit |  | FALSE | FALSE |  | TRUE
__export__.product_product_30 | Standard Price | Periodical (manual) | T4 |  | 80 | Make to Stock | Service | product.product_uom_unit | Buy | product.product_uom_unit |  | FALSE | FALSE |  | TRUE
__export__.product_product_30 | Standard Price | Periodical (manual) | TC |  |  | Make to Stock | Service | product.product_uom_unit | Buy | product.product_uom_unit |  | FALSE | FALSE |  | TRUE
__export__.product_product_30 | Standard Price | Periodical (manual) | TC/HDL Ratio |  |  | Make to Stock | Service | product.product_uom_unit | Buy | product.product_uom_unit |  | FALSE | FALSE |  | TRUE
__export__.product_product_30 | Standard Price | Periodical (manual) | Total Bilirubin |  | 30 | Make to Stock | Service | product.product_uom_unit | Buy | product.product_uom_unit |  | FALSE | FALSE |  | TRUE
__export__.product_product_30 | Standard Price | Periodical (manual) | Total Count | TC |  | Make to Stock | Service | product.product_uom_unit | Buy | product.product_uom_unit |  | FALSE | FALSE |  | TRUE
__export__.product_product_30 | Standard Price | Periodical (manual) | Total Leucocyte Count | TC | 20 | Make to Stock | Service | product.product_uom_unit | Buy | product.product_uom_unit |  | FALSE | FALSE |  | TRUE
__export__.product_product_30 | Standard Price | Periodical (manual) | Total Leucocyte Count (CSF) | TC |  | Make to Stock | Service | product.product_uom_unit | Buy | product.product_uom_unit |  | FALSE | FALSE |  | TRUE
__export__.product_product_30 | Standard Price | Periodical (manual) | Troponin - T | Trop T |  | Make to Stock | Service | product.product_uom_unit | Buy | product.product_uom_unit |  | FALSE | FALSE |  | TRUE
__export__.product_product_30 | Standard Price | Periodical (manual) | TSH |  |  | Make to Stock | Service | product.product_uom_unit | Buy | product.product_uom_unit |  | FALSE | FALSE |  | TRUE
__export__.product_product_30 | Standard Price | Periodical (manual) | Urea Nitrogen |  | 250 | Make to Stock | Service | product.product_uom_unit | Buy | product.product_uom_unit |  | FALSE | FALSE |  | TRUE
__export__.product_product_30 | Standard Price | Periodical (manual) | Uric Acid |  | 50 | Make to Stock | Service | product.product_uom_unit | Buy | product.product_uom_unit |  | FALSE | FALSE |  | TRUE
__export__.product_product_30 | Standard Price | Periodical (manual) | Urine Bile Pigment | U-BP | 10 | Make to Stock | Service | product.product_uom_unit | Buy | product.product_uom_unit |  | FALSE | FALSE |  | TRUE
__export__.product_product_30 | Standard Price | Periodical (manual) | Urine Bile Salt | U-BS | 10 | Make to Stock | Service | product.product_uom_unit | Buy | product.product_uom_unit |  | FALSE | FALSE |  | TRUE
__export__.product_product_30 | Standard Price | Periodical (manual) | Urine Ketone | U-ketone bodies | 10 | Make to Stock | Service | product.product_uom_unit | Buy | product.product_uom_unit |  | FALSE | FALSE |  | TRUE
__export__.product_product_30 | Standard Price | Periodical (manual) | Urine Pregnancy Test | UPT |  | Make to Stock | Service | product.product_uom_unit | Buy | product.product_uom_unit |  | FALSE | FALSE |  | TRUE
__export__.product_product_30 | Standard Price | Periodical (manual) | Urine Protein Creatinine Ratio | UPCR |  | Make to Stock | Service | product.product_uom_unit | Buy | product.product_uom_unit |  | FALSE | FALSE |  | TRUE
__export__.product_product_30 | Standard Price | Periodical (manual) | Vaginal Trichomonas |  |  | Make to Stock | Service | product.product_uom_unit | Buy | product.product_uom_unit |  | FALSE | FALSE |  | TRUE
__export__.product_product_30 | Standard Price | Periodical (manual) | VDRL ELISA |  |  | Make to Stock | Service | product.product_uom_unit | Buy | product.product_uom_unit |  | FALSE | FALSE |  | TRUE
__export__.product_product_30 | Standard Price | Periodical (manual) | VDRL Rapid |  |  | Make to Stock | Service | product.product_uom_unit | Buy | product.product_uom_unit |  | FALSE | FALSE |  | TRUE
__export__.product_product_30 | Standard Price | Periodical (manual) | Viscoscity |  |  | Make to Stock | Service | product.product_uom_unit | Buy | product.product_uom_unit |  | FALSE | FALSE |  | TRUE
__export__.product_product_30 | Standard Price | Periodical (manual) | VLDL Cholesterol | VLDL |  | Make to Stock | Service | product.product_uom_unit | Buy | product.product_uom_unit |  | FALSE | FALSE |  | TRUE
__export__.product_product_30 | Standard Price | Periodical (manual) | Volume (Semen) |  |  | Make to Stock | Service | product.product_uom_unit | Buy | product.product_uom_unit |  | FALSE | FALSE |  | TRUE
__export__.product_product_30 | Standard Price | Periodical (manual) | Whiff test |  | 30 | Make to Stock | Service | product.product_uom_unit | Buy | product.product_uom_unit |  | FALSE | FALSE |  | TRUE
__export__.product_product_30 | Standard Price | Periodical (manual) | WIDAL Qualitative |  |  | Make to Stock | Service | product.product_uom_unit | Buy | product.product_uom_unit |  | FALSE | FALSE |  | TRUE
__export__.product_product_30 | Standard Price | Periodical (manual) | Yeast Cell |  |  | Make to Stock | Service | product.product_uom_unit | Buy | product.product_uom_unit |  | FALSE | FALSE |  | TRUE
__export__.product_product_30 | Standard Price | Periodical (manual) | ZN Stain |  |  | Make to Stock | Service | product.product_uom_unit | Buy | product.product_uom_unit |  | FALSE | FALSE |  | TRUE
__export__.product_product_30 | Standard Price | Periodical (manual) | Bence Jones Protein |  |  | Make to Stock | Service | product.product_uom_unit | Buy | product.product_uom_unit |  | FALSE | FALSE |  | TRUE
__export__.product_product_30 | Standard Price | Periodical (manual) | Routine Microbiology Culture | Culture |  | Make to Stock | Service | product.product_uom_unit | Buy | product.product_uom_unit |  | FALSE | FALSE |  | TRUE

## Master
GROUP / Department | Sample TYPE | PANEL | TEST | Short CODE | unit | Result Type | Normal Range Lower Limit | Normal Range Upper Limit | Possible Range Lower Limit | Possible Range Upper Limit | COST (in Rupees) | TURNAROUND TIME | EMERGENCY TURNAROUND TIME
Haematology | Blood (EDTA) | Routine Blood | Absolute Eosinphil Count | AEC | cumm | Numeric | 100 | 600 | 100 | 30000 | 20 | 2hr | 30 min
Haematology | Blood (EDTA) | Anaemia Panel | Absolute Eosinphil Count | AEC | cumm | Numeric | 100 | 600 | 25 | 30000 | 20 | 2 hr | 30 min
Urine | Urine | Routine Urine | Albumin | U-ALB | NA | Drop-down | nil, trace, 1+, 2+, 3+, 4+ |  | nil, trace, 1+, 2+, 3+, 4+ |  | 20 | 2 hr | 30 min
BIOCHEMISTRY | Serum | Liver Function Test | ALK. Phosphate | ALK. Phosphate | u/L | Numeric | 0 | 135 | 0 | 2000 | 10 | 2 hr | 30 min
BIOCHEMISTRY | Serum | Liver Function Test | Amylase | Amylase | u/L | Numeric | 25 | 125 | 10 | 2000 | 10 | 2 hr | 1 hr
BIOCHEMISTRY | Serum | Bio Chemistry | ANA | ANA | od ratio | Numeric | 0 | 1 | 0 | 1
Serology | Blood (EDTA) | Serology | Anti Streptolysin Qualitative | ASO Qualitative | NA | Drop-down | Positive 1:2, Positive 1:4, Positive 1:8, Positive 1:16, Positive 1:32, Negative
Serology | Blood (EDTA) | Serology | Anti Streptolysin Turbidometry | ASO Turbidometry | iU/ml | Numeric | 5 | 200
Clinical Pathology | Blood (EDTA) | Coagulation Factor | APTT (Control) | PTTC | sec | Numeric | 38 | 40 | 20 | 720
Clinical Pathology | Blood (EDTA) | Coagulation Factor | APTT (Test) | PTT | sec | Numeric | 38 | 40 | 20 | 720
BIOCHEMISTRY | Serum | Bio Chemistry | B HCG | B HCG | U/MM | Numeric |  |  |  |  | 10 | 2 hr | 1 hr
Haematology | Blood (EDTA) | Differential Count | Basophil | Basophil | % | Numeric | 0 | 1 | 0 | 2 | 30 | 1 week | 2-3 days
BIOCHEMISTRY | Serum | Bio Chemistry | Bicarbonate | Bicarbonate | me/ql | Numeric | 23 | 29 | 10 | 60 | 10 | 2 hr | 1.5 hr
Haematology | Blood (EDTA) | Coagulation Factor | Bleeding Time | BT | sec | Numeric |  |  |  |  | 20 | 2 hr | 1 hr
Haematology | Blood (EDTA) | Cross Match | Blood Group (Relative) |  |  | Drop-down | O+, A+, B+, AB+, O-,A-,B-,AB- |  |  |  | 10 | 2 hr | 20 min
BIOCHEMISTRY | Serum | Bio Chemistry | Blood Urea | Blood Urea | ng/dl | Numeric | 20 | 40 | 10 | 1000 | 10 | 2 hr | 20 min
BIOCHEMISTRY | Serum | Bio Chemistry | CA-125 | CA-125 | u/mm | Numeric | 5 | 35 | 5 | 200 | 30 | 2 hr | 30 min
BIOCHEMISTRY | Serum | Bio Chemistry | CA19-9 | CA19-9 | u/mm | Remark |  |  |  |  | 30 | 2 hr | 30 min
BIOCHEMISTRY | Serum | Electrolyte | Calcium | Ca | mg/dl | Numeric | 8.4 | 10.6 | 2 | 22 | 30 | 2 hr | 2 hr
Urine | Urine | Urine Microscopy | Cast |  | /hPF | Remark |  |  |  |  | 10 | 2 hr | 1 Hr
BIOCHEMISTRY | Serum | Lipid Profile | Cholesterol | Cholesterol | mg/dl | Numeric | 150 | 200 | 50 | 600 | 20 | 3 hr | 2 hr
Haematology | Blood (EDTA) | Coagulation Factor | Clotting Time | CT | sec | Numeric |  |  |  |  | 30 | 1 week | 2-3 days
Stool | stool | Kinyoun's Stain | Coccidians | Coccidians | NA | Remark |  |  |  |  | 20 | 2 hr | 30 min
Stool | Stool | Stool Microscopy w/o Concetration | Color |  | NA | Remark |  |  |  |  | 30 | 3 hr | 2 hr
Stool | Stool | Stool Microscopy with Concetration | Color | Stool Microscopy | NA | Remark
Clinical Pathology | Semen | Semen Analysis | Colour |  |  | Remark
BIOCHEMISTRY | Serum | Bio Chemistry | Creatinine | Creatinine | mg/dl | Numeric | 0.6 | 1.2 | 0.2 | 30
BIOCHEMISTRY | Serum | Bio Chemistry | Creatinine Kinase | Creatinine Kinase | u/L | Numeric | 20 | 115 | 5 | 500 | 180
Serology | Blood (EDTA) | Cross Match | Cross Match |  | NA | Drop-down |  |  |  |  | 30 | 3 | 1hr
Urine | Urine | Urine Microscopy | Crystal |  | /hPF | Remark
Microbiology | Body Fluid | CSF | Culture | Culture |  | Remark
Microbiology | Body Fluid | Asitic Fluid | Culture | Culture |  | Remark
Microbiology | Body Fluid | Pyrotinial Fluid | Culture | Culture |  | Remark
Microbiology | Body Fluid | Pus | Culture | Culture |  | Remark
Microbiology | Body Fluid | Knee Joint Fluid | Culture | Culture |  | Remark
Microbiology | Body Fluid | Plural Fluid | Culture | Culture |  | Remark |  |  |  |  | 5 | 2hr | 30 min
Histo Pathology | Body Fluid | CSF | Cytology | Cytology |  | Remark |  |  |  |  | 5 | 2hr | 30 min
Histo Pathology | Body Fluid | Asitic Fluid | Cytology | Cytology |  | Remark |  |  |  |  | 10 | 2hr | 30 min
Histo Pathology | Body Fluid | Pyrotinial Fluid | Cytology | Cytology |  | Remark |  |  |  |  | 20 | 2hr | 30 min
Histo Pathology | Body Fluid | Pus | Cytology | Cytology |  | Remark |  |  |  |  | 30 | 2hr | 30min
Histo Pathology | Body Fluid | Knee Joint Fluid | Cytology | Cytology |  | Remark |  |  |  |  | 30 | 2hr | 30min
Histo Pathology | Body Fluid | Plural Fluid | Cytology | Cytology |  | Remark |  |  |  |  | 30 |  | 30min
Haematology | Body Fluid | Asitic Fluid | Differential Count | DC | % | Numeric |  |  |  |  | 10 | 2hr | 30 min
Haematology | Body Fluid | Pyrotinial Fluid | Differential Count | DC | % | Numeric |  |  |  |  | 10 | 2hr | 30 min
Haematology | Body Fluid | Pus | Differential Count | DC | % | Numeric |  |  |  |  | 10 | 2hr | 30 min
Haematology | Body Fluid | Knee Joint Fluid | Differential Count | DC | % | Numeric
Haematology | Body Fluid | Plural Fluid | Differential Count | DC | % | Numeric |  |  |  |  | 10 | 2hr | 30 min
Haematology | Body Fluid | CSF | Differential Count (CSF) | DC | % | Numeric
BIOCHEMISTRY | Serum | Liver Function Test | Direct Bilirubin | Direct Bilirubin | mg/dl | Numeric | 0.3 | 0.6 | 0.2 | 30
Haematology | Blood (EDTA) | Differential Count | Eosinophil | Eosinophil | % | Numeric | 1 | 6 | 1 | 70
Urine | Urine | Urine Microscopy | Epithelial Cells |  | /hPF | Remark
Haematology | Blood (EDTA) | Sedimentation | ESR | ESR | mm/hour | Numeric | 5 | 20 | 5 | 180
Haematology | Blood (EDTA) | CBC | ESR | ESR | mm/hour | Numeric | 5 | 20 | 5 | 180
Stool | stool | Fat | Fat (Semi Quantitative) | Fat (Semi Quantitative) | NA | Drop-down | Present/ absent |  | Present/ absent
Stool | Stool | Stool Microscopy w/o Concetration | Fat Droplets |  | NA | Remark |  |  |  |  | 20 | 2hr | 30min
Stool | Stool | Stool Microscopy with Concetration | Fat Droplets |  | NA | Remark
BIOCHEMISTRY | Serum | Bio Chemistry | FBS | FBS | mg/dl | Numeric | 60 | 110 | 10 | 1000
BIOCHEMISTRY | Serum | Bio Chemistry | Ferittin | Ferittin | ng/ml | Numeric | 20 | 200 | 5 | 500
Stool | Stool | Stool Microscopy w/o Concetration | Food Particles |  | NA | Remark
Stool | Stool | Stool Microscopy with Concetration | Food Particles |  | NA | Remark
BIOCHEMISTRY | Serum | Bio Chemistry | FT3 | FT3 | pg/ml | Numeric | 1.7 | 4.2 | 0.5 | 20
BIOCHEMISTRY | Serum | Bio Chemistry | FT4 | FT4 | ng/dl | Numeric | 0.7 | 1.8 | 0 | 20
Vaginal | Vaginal | Vaginal Panel | Gram Stain | Gram Stain | NA | Remark |  |  |  |  | 20 | 2hr | 30min
Clinical Pathology | Blood (EDTA) | Gram Stain | Gram Stain |  | NA | Remark
Clinical Pathology | Urine | Gram Stain | Gram Stain |  | NA | Remark
Clinical Pathology | Stool | Gram Stain | Gram Stain |  | NA | Remark
Clinical Pathology | Sputum | Gram Stain | Gram Stain |  | NA | Remark
Clinical Pathology | Body Fluid | Gram Stain | Gram Stain |  | NA | Remark
Clinical Pathology | Pus | Gram Stain | Gram Stain |  | NA | Remark
Clinical Pathology | Slit Skin | Gram Stain | Gram Stain |  | NA | Remark
Clinical Pathology | Semen | Gram Stain | Gram Stain |  | NA | Remark |  |  |  |  | 20 | 2HR | 30min
Clinical Pathology | Semen | Semen Analysis | Gram Stain |  |  | Remark |  |  |  |  | 20 | 2hr | 30min
Clinical Pathology | Body Fluid | CSF | Gram Stain | Gram Stain |  | Remark |  |  |  |  | 20 | 2hr | 30min
Clinical Pathology | Body Fluid | Asitic Fluid | Gram Stain | Gram Stain |  | Remark |  |  |  |  | 20 | 2hr | 30min
Clinical Pathology | Body Fluid | Pyrotinial Fluid | Gram Stain | Gram Stain |  | Remark |  |  |  |  | 30 | 2hr | 30min
Clinical Pathology | Body Fluid | Pus | Gram Stain | Gram Stain |  | Remark |  |  |  |  | 30 | 2hr | 30min
Clinical Pathology | Body Fluid | Knee Joint Fluid | Gram Stain | Gram Stain |  | Remark |  |  |  |  | 30 | 2HR | 30min
Clinical Pathology | Body Fluid | Plural Fluid | Gram Stain | Gram Stain |  | Remark |  |  |  |  | 30 | 2HR | 30min
Haematology | Blood (EDTA) | Hb Only | Haemoglobin | HB | gm/dl | Numeric | 12 | 16 | 1 | 22 | 30 | 2hr | 30min
Haematology | Blood (EDTA) | Anaemia Panel | Haemoglobin | HB | gm/dl | Numeric | 11.5 | 15.5 | 1.5 | 24 | 30 | 2hr | 30min
Haematology | Blood (EDTA) | CBC | Haemoglobin | HB | gm/dl | Numeric | 12 | 16 | 1 | 22 | 30 | 2hr | 30min
Haematology | Blood (EDTA) | Cross Match | Haemoglobin | HB | gm/dl | Numeric | 11.5 | 15.5 | 1.5 | 24 | 30 | 2hr | 30min
Haematology | Blood (EDTA) | Cross Match | Haemoglobin (Relative) | HB | gm/dl | Numeric | 11.5 | 15.5 | 1.5 | 24 | 30 | 2hr | 30min
Haematology | Blood (EDTA) | Hb w/Electrophoresis | Hb Electrophoresis | Hb electrophoresis | NA | Drop-down | AA, AS, SS |  |  |  | 30 | 2hr | 30min
Haematology | Blood (EDTA) | Anaemia Panel | Hb Electrophoresis | Hb electrophoresis | NA | Drop-down | AA, AS, SS |  |  |  | 30 | 2hr | 30min
Serology | Blood (EDTA) | Serology | HbsAg ELISA | HbsAg ELISA | NA | Drop-down | positive / negative |  | positive / negative |  | 30 | 2hr | 30min
Serology | Blood (EDTA) | Cross Match | HbsAg ELISA |  | NA | Drop-down |  |  |  |  | 30 | 2hr | 30min
Serology | Blood (EDTA) | Serology | HbsAg Rapid | HbsAg Rapid | NA | Drop-down | positive / negative |  | positive / negative |  | 30 | 2hr | 30min
Serology | Blood (EDTA) | Cross Match | HbsAg Rapid |  | NA | Drop-down |  |  |  |  | 30 | 2hr | 30min
Serology | Blood (EDTA) | Serology | HCV ELISA | HCV ELISA | NA | Drop-down | positive / negative |  | positive / negative |  | 30 | 2hr | 30min
Serology | Blood (EDTA) | Cross Match | HCV ELISA |  | NA | Drop-down |  |  |  |  | 50 | 2hr | 30min
Serology | Blood (EDTA) | Serology | HCV Tridot | HCV Tridot | NA | Drop-down | positive / negative |  | positive / negative
Serology | Blood (EDTA) | Cross Match | HCV Tridot |  | NA | Drop-down |  |  |  |  | 50 | 2hr | 30min
BIOCHEMISTRY | Serum | Lipid Profile | HDL | HDL | mg/dl | Numeric | 35 | 60 | 5 | 300 | 30 | 2hr | 30min
Serology | Blood (EDTA) | Serology | HIV ELISA | HIV ELISA | NA | Drop-down | positive / negative |  | positive / negative |  | 50 | 2hr | 30min
Serology | Blood (EDTA) | Cross Match | HIV ELISA |  | NA | Drop-down |  |  |  |  | 50 | 2hr | 30min
Serology | Blood (EDTA) | Serology | HIV Tridot | HIV Tridot | NA | Drop-down | positive / negative |  | positive / negative |  | 50 | 2hr | 30min
Serology | Blood (EDTA) | Cross Match | HIV Tridot |  | NA | Drop-down |  |  |  |  | 50 | 2hr | 30min
BIOCHEMISTRY | Blood (EDTA) | haematology | HPLC | HPLC | NA | Remark |  |  |  |  | 50 | 2hr | 30min
Clinical Pathology | Blood (EDTA) | Coagulation Factor | INR Ratio | INR | ratio | Numeric | 0.9 | 1.1 | 0.5 | 12
BIOCHEMISTRY | Serum | Bio Chemistry | LDH | LDH | u/L | Numeric | 45 | 90 | 20 | 700
BIOCHEMISTRY | Serum | Lipid Profile | LDL | LDL | mg/dl | Numeric | 85 | 130 | 20 | 700 | 50 | 2hr | 30min
Urine | Urine | Urine LE/Nitrite | LE |  | NA | Remark |  |  |  |  | 50 | 2hr | 30min
Vaginal | Vaginal | Vaginal Panel | LE | LE | NA | Drop-down | positive / negative |  | positive / negative |  | 50 | 2hr | 30min
BIOCHEMISTRY | Serum | Bio Chemistry | LH | LH | Iu/L | Numeric | 1 | 9 | 0 | 50 | 100 | 2hr | 30min
Clinical Pathology | Semen | Semen Analysis | Liquification time |  | min | Numeric | 20 | 30 |  |  | 250 | 2hr | 30min
Haematology | Blood (EDTA) | Differential Count | Lymph | Lymph | % | Numeric | 20 | 40 | 10 | 50 | 100 | 2hr | 30min
BIOCHEMISTRY | Serum | Electrolyte | Magnesium | mg | mg/dl | Numeric | 1.3 | 2.1 | 0.2 | 10 | 100 | 2hr | 30min
Serology | Blood (EDTA) | Cross Match | Malaria Parasite |  | NA | Drop-down |  |  |  |  | 250 | 2hr | 1 weak
Haematology | Blood (EDTA) | Anaemia Panel | MCH | MCH | per fL | Numeric | 28 | 31 | 20 | 50 | 100 | 1week | 1weak
Haematology | Blood (EDTA) | Anaemia Panel | MCHC | MCHC |  | TBD |  |  |  |  | 250 | 1week | 1weak
Haematology | Blood (EDTA) | Anaemia Panel | MCV | MCV | per fL | Numeric | 75 | 81 | 40 | 130 | 250 | 1week | 1weak
Vaginal | Vaginal | Vaginal Panel | Microscopy of KOH mount | Microscopy of KOH mount | NA | Drop-down | Present/ absent |  | Present/ absent |  | 80 | 1week | 1weak
Vaginal | Vaginal | Vaginal Panel | Microscopy of Saline mount | Microscopy of Saline mount | NA | Remark |  |  |  |  | 80 | 1week | 1weak
Haematology | Blood (EDTA) | Differential Count | Mono | Mono | % | Numeric | 1 | 6 | 1 | 70 | 80 | 1week | 1weak
Clinical Pathology | Semen | Semen Analysis | Morphology |  |  | Drop-down | Normal, Abnornal |  |  |  | 250 | 1week | 1weak
Clinical Pathology | Semen | Semen Analysis | Motility |  |  | Remark |  |  |  |  | 80 | 1week | 1weak
Urine | Urine | Urine LE/Nitrite | Nitrite |  | NA | Remark |  |  |  |  | 80 | 1week | 1weak
Urine | Urine | Urine Microscopy | Others |  | /hPF | Remark |  |  |  |  | 300 | 1week | 1weak
Stool | Stool | Stool Microscopy w/o Concetration | Others |  | NA | Remark |  |  |  |  | 450 | 1week | 1weak
Stool | Stool | Stool Microscopy with Concetration | Others |  | NA | Remark |  |  |  |  | 450 | 1week | 1weak
Stool | Stool | Stool Microscopy w/o Concetration | Ova/Parasite/Cyst |  | NA | Remark |  |  |  |  | 400 | 1week | 1weak
Stool | Stool | Stool Microscopy with Concetration | Ova/Parasite/Cyst |  | NA | Remark |  |  |  |  | 400 | 1week | 1weak
Haematology | Blood (EDTA) | Routine Blood | Packed Cell Volume (PCV) | PCV% | % | Numeric | 45 | 55 | 20 | 80 | 500 | 1week | 1weak
Haematology | Blood (EDTA) | Anaemia Panel | Packed Cell Volume (PCV) | PCV % | % | Numeric | 45 | 55 | 20 | 80
Clinical Pathology | Semen | Semen Analysis | Parasite |  | per hpf | Drop-down | Present, Absent
Haematology | Blood (EDTA) | Cross Match | Patient Blood Group |  |  | Drop-down | O+, A+, B+, AB+, O-,A-,B-,AB-
Clinical Pathology | Body Fluid | CSF | Pendy Reagent Test |  |  | Drop-down | positive / negative
Urine | Urine | Routine Urine | pH | Ph | NA | Numeric | 6.8 | 7 | 0 | 14
Stool | stool | Environment | pH | pH | NA | Numeric | 6.8 | 7.2 | 1 | 14
Vaginal | Vaginal | Vaginal Panel | pH | pH | NA | Numeric | 1 | 14 | 1 | 14
BIOCHEMISTRY | Serum | Electrolyte | Phosphorous | Phosphorous | mg/dl | Numeric | 3 | 4.5 | 1 | 14
Haematology | Blood (EDTA) | Anaemia Panel | Platelet Count | PLT | cumm | Numeric | 100000 | 300000 | 5000 | 1000000
Haematology | Blood (EDTA) | CBC | Platelet Count | PLT | cumm | Numeric | 100000 | 300000 | 5000 | 1000000
Haematology | Blood (EDTA) | Differential Count | Poly | Poly | % | Numeric | 40 | 75 | 20 | 80
BIOCHEMISTRY | Serum | Electrolyte | Potassium | Potassium | me/ql | Numeric | 3.5 | 5.1 | 0.5 | 12
BIOCHEMISTRY | Serum | Bio Chemistry | PP2BS | PP2BS | mg/dl | Numeric | 120 | 150 | 120 | 1000
BIOCHEMISTRY | Serum | Bio Chemistry | Prolactin | Prolactin | nd/ml | Numeric
BIOCHEMISTRY | Body Fluid | Asitic Fluid | Protein | Protein | mg/dl | Numeric
BIOCHEMISTRY | Body Fluid | Pyrotinial Fluid | Protein | Protein | mg/dl | Numeric
BIOCHEMISTRY | Body Fluid | Pus | Protein | Protein | mg/dl | Numeric
BIOCHEMISTRY | Body Fluid | Knee Joint Fluid | Protein | Protein | mg/dl | Numeric
BIOCHEMISTRY | Body Fluid | Plural Fluid | Protein | Protein | mg/dl | Numeric
BIOCHEMISTRY | Body Fluid | CSF | Protein (CSF) | Protein (CSF) | mg/dl | Numeric
Clinical Pathology | Blood (EDTA) | Coagulation Factor | Prothrombin Time (Control) | PTC | sec | Numeric | 11 | 16 | 5 | 720
Clinical Pathology | Blood (EDTA) | Liver Function Test | Prothrombin Time (Control) | PTC | sec | Numeric | 11 | 16 | 5 | 720
Clinical Pathology | Blood (EDTA) | Coagulation Factor | Prothrombin Time (Test) | PT | sec | Numeric | 11 | 16 | 5 | 720
Clinical Pathology | Blood (EDTA) | Liver Function Test | Prothrombin Time (Test) | PT | sec | Numeric | 11 | 16 | 5 | 720
Haematology | Blood (EDTA) | Malaria | PS for Malaria Parasites | MP | NA | Drop-down | Positive/Negative
Haematology | Blood (EDTA) | Microfilaria | PS for mf by concentration | MF | NA | Drop-down | Positive/Negative
Haematology | Blood (EDTA) | RBC Morphology | PS for RBC Morphology | PS for Anemia | NA | Remark
Haematology | Blood (EDTA) | Anaemia Panel | PS for RBC Morphology | PS | NA | Remark
BIOCHEMISTRY | Serum | Bio Chemistry | PSA | PSA | ng/ml | Numeric | 0.1 | 4 | 0.1 | 50
Urine | Urine | Urine Microscopy | Pus Cells | U-ME | /hPF | Remark
Stool | Stool | Stool Microscopy w/o Concetration | Pus Cells |  | NA | Remark
Stool | Stool | Stool Microscopy with Concetration | Pus Cells |  | NA | Remark
Clinical Pathology | Semen | Semen Analysis | Pus Cells (Semen) |  | per hpf | Remark
Stool | Stool | Stool Microscopy w/o Concetration | Quality |  | NA | Remark
Stool | Stool | Stool Microscopy with Concetration | Quality |  | NA | Remark
Clinical Pathology | Semen | Semen Analysis | RBC (Semen) |  | per hpf | Remark
Stool | Stool | Stool Microscopy w/o Concetration | RBC (Stool) |  | NA | Remark
Stool | Stool | Stool Microscopy with Concetration | RBC (Stool) |  | NA | Remark
Urine | Urine | Urine Microscopy | RBC (Urine) |  | /hPF | Remark
Haematology | Blood (EDTA) | CBC | RBC Count | RBC Count | per cumm | Numeric | 450000 | 550000 | 200000 | 800000
Haematology | Blood (EDTA) | Anaemia Panel | RBC Count | RBC Count | per cumm | Numeric | 450000 | 550000 | 200000 | 800000
BIOCHEMISTRY | Serum | Bio Chemistry | RBS | RBS | mg/dl | Numeric | 60 | 160 | 10 | 1000
Stool | stool | Environment | Reducing substance | Reducing substance | NA | Drop-down | negative, positive, 1+, 2+, 3+, 4+ |  | negative, positive, 1+, 2+, 3+, 4+
Urine | Urine | Renal | Renal Concentrating Ability |  | NA | Remark
Clinical Pathology | Semen | Semen Analysis | Result |  |  | Drop-down | Normo Spermia, Oligo Spermia, Azo Spermia
Haematology | Blood (EDTA) | Routine Blood | Reticulocyte Count | RETIC | % | Numeric | 1.5 | 3 | 0.5 | 30
Haematology | Blood (EDTA) | Anaemia Panel | Reticulocyte Count | Retic | % | Numeric | 1 | 3 | 0.5 | 30
Serology | Blood (EDTA) | Serology | Rheumatoid Arthritis - Qualitative | RA Qualitative | NA | Drop-down | Positive 1:2, Positive 1:4, Positive 1:8, Positive 1:16, Positive 1:32, Negative
Serology | Blood (EDTA) | Serology | Rheumatoid Arthritis - Turbidometry | RA Turbidometry | iU/ml | Numeric | 0 | 20
BIOCHEMISTRY | Serum | Liver Function Test | S. Albumin | S. Albumin | gm/dl | Numeric | 2.4 | 5 | 1.5 | 10
BIOCHEMISTRY | Serum | Liver Function Test | S. ALT | S. ALT | mg/dl | Numeric | 5 | 35 | 3 | 2000
BIOCHEMISTRY | Serum | Liver Function Test | S. AST | S. AST | u/L | Numeric | 5 | 35 | 3 | 3000
BIOCHEMISTRY | Serum | Liver Function Test | S. Protein | S. Protein | gm/dl | Numeric | 6.5 | 8.5 | 1.5 | 15
BIOCHEMISTRY | Serum | Lipid Profile | S. Triglyceride | S. Triglyceride | mg/dl | Numeric | 40 | 150 | 20 | 700
Haematology | Blood (EDTA) | Sickling Only | Sickling Test | Sickle | NA | Drop-down | Positive/Negative
Haematology | Blood (EDTA) | Anaemia Panel | Sickling Test | Sickle | NA | Drop-down | Positive/Negative
BIOCHEMISTRY | Serum | Electrolyte | Sodium | Na | me/ql | Numeric | 135 | 145 | 60 | 250
Urine | Urine | Routine Urine | Specific Gravity | Specific Gravity | NA | Numeric | 1.006 | 1.026 | 1 | 1.05
Stool | stool | Stool occult blood | Stool occult blood | Stool occult blood | NA | Drop-down | negative, positive, 1+, 2+, 3+, 4+ |  | negative, positive, 1+, 2+, 3+, 4+
Urine | Urine | Routine Urine | Sugar | U-SUG | NA | Drop-down | nil, trace, 1+, 2+, 3+, 4+ |  | nil, trace, 1+, 2+, 3+, 4+
BIOCHEMISTRY | Body Fluid | Asitic Fluid | Sugar | Sugar | mg/dl | Numeric
BIOCHEMISTRY | Body Fluid | Pyrotinial Fluid | Sugar | Sugar | mg/dl | Numeric
BIOCHEMISTRY | Body Fluid | Pus | Sugar | Sugar | mg/dl | Numeric
BIOCHEMISTRY | Body Fluid | Knee Joint Fluid | Sugar | Sugar | mg/dl | Numeric
BIOCHEMISTRY | Body Fluid | Plural Fluid | Sugar | Sugar | mg/dl | Numeric
BIOCHEMISTRY | Body Fluid | CSF | Sugar (CSF) | Sugar (CSF) | mg/dl | Numeric
BIOCHEMISTRY | Serum | Bio Chemistry | T3 | T3 | ng/dl | Numeric | 60 | 200 | 10 | 600
BIOCHEMISTRY | Serum | Bio Chemistry | T4 | T4 | ug/dl | Numeric | 4.5 | 12 | 1 | 50
Haematology | Blood (EDTA) | CBC | TC | TC |  | Numeric
BIOCHEMISTRY | Serum | Lipid Profile | TC/HDL Ratio |  |  | Numeric | 3.5 | 3.5 | 3.5 | 3.5
BIOCHEMISTRY | Serum | Liver Function Test | Total Bilirubin | Total Bilirubin | mg/dl | Numeric | 0.3 | 1.2 | 0.2 | 50
Clinical Pathology | Semen | Semen Analysis | Total Count | TC | per ml | Numeric | 60000000 | 150000000
Haematology | Body Fluid | Asitic Fluid | Total Leucocyte Count | TC | cumm | Numeric
Haematology | Body Fluid | Pyrotinial Fluid | Total Leucocyte Count | TC | cumm | Numeric
Haematology | Body Fluid | Pus | Total Leucocyte Count | TC | cumm | Numeric
Haematology | Body Fluid | Knee Joint Fluid | Total Leucocyte Count | TC | cumm | Numeric
Haematology | Body Fluid | Plural Fluid | Total Leucocyte Count | TC | cumm | Numeric
Haematology | Body Fluid | CSF | Total Leucocyte Count (CSF) | TC | cumm | Numeric
Haematology | Blood (EDTA) | Routine Blood | Total Leukocyte Count | TC | cumm | Numeric | 4500 | 11000 | 500 | 400000
Serology | Blood (EDTA) | Serology | Troponin - T | Trop T | NA | Drop-down | positive / negative
BIOCHEMISTRY | Serum | Bio Chemistry | TSH | TSH | Iu/ml | Numeric | 0.3 | 5.5 | 0.1 | 30
BIOCHEMISTRY | Serum | Bio Chemistry | Urea Nitrogen | Urea Nitrogen | mg/dl | Numeric | 40 | 150 | 10 | 1000
BIOCHEMISTRY | Serum | Bio Chemistry | Uric Acid | Uric Acid | mg/dl | Numeric | 3.5 | 7.2 | 2 | 30
Urine | Urine | Bile Pigment | Urine Bile Pigment | U-BP | NA | Drop-down | negative, positive, 1+, 2+, 3+, 4+ |  | negative, positive, 1+, 2+, 3+, 4+
Urine | Urine | Bile Salt | Urine Bile Salt | U-BS | NA | Drop-down | negative, positive, 1+, 2+, 3+, 4+ |  | negative, positive, 1+, 2+, 3+, 4+
Urine | Urine | Ketone | Urine Ketone | U-ketone bodies | NA | Drop-down | nil, trace, 1+, 2+, 3+, 4+ |  | nil, trace, 1+, 2+, 3+, 4+
Urine | Urine | Urine Pregnancy Test | Urine Pregnancy Test | UPT |  | Drop-down | Positive / Negative
BIOCHEMISTRY | Urine |  | Urine Protein Creatinine Ratio | UPCR |  | Numeric | 0.2 | 0.2
Urine | Urine | Urine Microscopy | Vaginal Trichomonas |  | /hPF | Remark
Serology | Blood (EDTA) | Serology | VDRL ELISA | VDRL ELISA | NA | Drop-down | positive / negative |  | positive / negative
Serology | Blood (EDTA) | Cross Match | VDRL ELISA |  | NA | Drop-down
Serology | Blood (EDTA) | Serology | VDRL Rapid | VDRL Rapid | NA | Drop-down | positive / negative |  | positive / negative
Serology | Blood (EDTA) | Cross Match | VDRL Rapid |  | NA | Drop-down
Clinical Pathology | Semen | Semen Analysis | Viscoscity |  |  | Remark
BIOCHEMISTRY | Serum | Lipid Profile | VLDL Cholesterol | VLDL | mg/dl | Numeric | 5 | 40 | 1 | 60
Clinical Pathology | Semen | Semen Analysis | Volume (Semen) |  | per ml | Numeric | 2 | 3.5
Vaginal | Vaginal | Vaginal Panel | Whiff test | Whiff test | NA | Drop-down | positive / negative |  | positive / negative
Serology | Blood (EDTA) | Serology | WIDAL Qualitative | WIDAL Qualitative | NA | Drop-down | Positive 1:40, Positive 1:80, Positive 1:160, Positive 1:320,Negative (< 40)
Urine | Urine | Urine Microscopy | Yeast Cell |  | /hPF | Remark
Clinical Pathology | Urine | ZN Stain | ZN Stain |  | NA | Drop-down | positive 1+ to positive 6+, Negative
Clinical Pathology | Stool | ZN Stain | ZN Stain |  | NA | Drop-down | positive 1+ to positive 6+, Negative
Clinical Pathology | Sputum | ZN Stain | ZN Stain |  | NA | Drop-down | positive 1+ to positive 6+, Negative
Clinical Pathology | Body Fluid | ZN Stain | ZN Stain |  | NA | Drop-down | positive 1+ to positive 6+, Negative
Clinical Pathology | Pus | ZN Stain | ZN Stain |  | NA | Drop-down | positive 1+ to positive 6+, Negative
Clinical Pathology | Slit Skin | ZN Stain | ZN Stain |  | NA | Drop-down | positive 1+ to positive 6+, Negative
Clinical Pathology | Body Fluid | CSF | ZN Stain | ZN Stain |  | Drop-down | positive 1+ to positive 6+, Negative
Clinical Pathology | Body Fluid | Asitic Fluid | ZN Stain | ZN Stain |  | Drop-down | positive 1+ to positive 6+, Negative
Clinical Pathology | Body Fluid | Pyrotinial Fluid | ZN Stain | ZN Stain |  | Drop-down | positive 1+ to positive 6+, Negative
Clinical Pathology | Body Fluid | Pus | ZN Stain | ZN Stain |  | Drop-down | positive 1+ to positive 6+, Negative
Clinical Pathology | Body Fluid | Knee Joint Fluid | ZN Stain | ZN Stain |  | Drop-down | positive 1+ to positive 6+, Negative
Clinical Pathology | Body Fluid | Plural Fluid | ZN Stain | ZN Stain |  | Drop-down | positive 1+ to positive 6+, Negative
Serology | Serum | Serology | HIV ELISA |  | NA | Drop-down | positive / negative |  | positive / negative
Urine | Urine |  | Bence Jones Protein |  |  | Drop-down | positive / negative
Microbiology | Sputum |  | Culture |  |  | Remark
Microbiology | Stool |  | Routine Microbiology Culture | Culture |  | Remark
Microbiology | Urine |  | Routine Microbiology Culture | Culture |  | Remark
Microbiology | Tissue |  | Culture |  |  | Remark
Microbiology | Blood (EDTA) |  | Culture |  |  | Remark
Microbiology | Semen |  | Culture |  |  | Remark

## Numeric and Remarks Only
GROUP / Department | Sample TYPE | PANEL | TEST | Short CODE | unit | Result Type | Normal Range Lower Limit | Normal Range Upper Limit | Possible Range Lower Limit | Possible Range Upper Limit
Haematology | Blood (EDTA) | Routine Blood | Absolute Eosinphil Count | AEC | cumm | Numeric | 100 | 600 | 100 | 30000
Haematology | Blood (EDTA) | Anaemia Panel | Absolute Eosinphil Count | AEC | cumm | Numeric | 100 | 600 | 25 | 30000
BIOCHEMISTRY | Serum | Liver Function Test | ALK. Phosphate |  | u/L | Numeric | 0 | 135 | 0 | 2000
BIOCHEMISTRY | Serum | Liver Function Test | Amylase |  | u/L | Numeric | 25 | 125 | 10 | 2000
BIOCHEMISTRY | Serum | Bio Chemistry | ANA |  | od ratio | Numeric | 0 | 1 | 0 | 1
Serology | Blood (EDTA) | Serology | Anti Streptolysin Turbidometry | ASO Turbidometry | iU/ml | Numeric | 5 | 200
Clinical Pathology | Blood (EDTA) | Coagulation Factor | APTT (Control) | PTTC | sec | Numeric | 38 | 40 | 20 | 720
Clinical Pathology | Blood (EDTA) | Coagulation Factor | APTT (Test) | PTT | sec | Numeric | 38 | 40 | 20 | 720
BIOCHEMISTRY | Serum | Bio Chemistry | B HCG |  | U/MM | Numeric
Haematology | Blood (EDTA) | Differential Count | Basophil |  | % | Numeric | 0 | 1 | 0 | 2
BIOCHEMISTRY | Serum | Bio Chemistry | Bicarbonate |  | me/ql | Numeric | 23 | 29 | 10 | 60
Haematology | Blood (EDTA) | Coagulation Factor | Bleeding Time | BT | sec | Numeric
BIOCHEMISTRY | Serum | Bio Chemistry | Blood Urea |  | ng/dl | Numeric | 20 | 40 | 10 | 1000
BIOCHEMISTRY | Serum | Bio Chemistry | CA-125 |  | u/mm | Numeric | 5 | 35 | 5 | 200
BIOCHEMISTRY | Serum | Bio Chemistry | CA19-9 |  | u/mm | Remark
BIOCHEMISTRY | Serum | Electrolyte | Calcium | Ca | mg/dl | Numeric | 8.4 | 10.6 | 2 | 22
Urine | Urine | Urine Microscopy | Cast |  | /hPF | Remark
BIOCHEMISTRY | Serum | Lipid Profile | Cholesterol |  | mg/dl | Numeric | 150 | 200 | 50 | 600
Haematology | Blood (EDTA) | Coagulation Factor | Clotting Time | CT | sec | Numeric
Stool | Stool | Kinyoun's Stain | Coccidians |  | NA | Remark
Stool | Stool | Stool Microscopy w/o Concetration | Color |  | NA | Remark
Stool | Stool | Stool Microscopy with Concetration | Color | Stool Microscopy | NA | Remark
Clinical Pathology | Semen | Semen Analysis | Colour |  |  | Remark
BIOCHEMISTRY | Serum | Bio Chemistry | Creatinine |  | mg/dl | Numeric | 0.6 | 1.2 | 0.2 | 30
BIOCHEMISTRY | Serum | Bio Chemistry | Creatinine Kinase |  | u/L | Numeric | 20 | 115 | 5 | 500
Urine | Urine | Urine Microscopy | Crystal |  | /hPF | Remark
Microbiology | Body Fluid | CSF | Culture |  |  | Remark
Microbiology | Body Fluid | Asitic Fluid | Culture |  |  | Remark
Microbiology | Body Fluid | Pyrotinial Fluid | Culture |  |  | Remark
Microbiology | Body Fluid | Pus | Culture |  |  | Remark
Microbiology | Body Fluid | Knee Joint Fluid | Culture |  |  | Remark
Microbiology | Body Fluid | Plural Fluid | Culture |  |  | Remark
Histo Pathology | Body Fluid | CSF | Cytology |  |  | Remark
Histo Pathology | Body Fluid | Asitic Fluid | Cytology |  |  | Remark
Histo Pathology | Body Fluid | Pyrotinial Fluid | Cytology |  |  | Remark
Histo Pathology | Body Fluid | Pus | Cytology |  |  | Remark
Histo Pathology | Body Fluid | Knee Joint Fluid | Cytology |  |  | Remark
Histo Pathology | Body Fluid | Plural Fluid | Cytology |  |  | Remark
Haematology | Body Fluid | Asitic Fluid | Differential Count | DC | % | Numeric
Haematology | Body Fluid | Pyrotinial Fluid | Differential Count | DC | % | Numeric
Haematology | Body Fluid | Pus | Differential Count | DC | % | Numeric
Haematology | Body Fluid | Knee Joint Fluid | Differential Count | DC | % | Numeric
Haematology | Body Fluid | Plural Fluid | Differential Count | DC | % | Numeric
Haematology | Body Fluid | CSF | Differential Count (CSF) | DC | % | Numeric
BIOCHEMISTRY | Serum | Liver Function Test | Direct Bilirubin |  | mg/dl | Numeric | 0.3 | 0.6 | 0.2 | 30
Haematology | Blood (EDTA) | Differential Count | Eosinophil |  | % | Numeric | 1 | 6 | 1 | 70
Urine | Urine | Urine Microscopy | Epithelial Cells |  | /hPF | Remark
Haematology | Blood (EDTA) | Sedimentation | ESR |  | mm/hour | Numeric | 5 | 20 | 5 | 180
Haematology | Blood (EDTA) | CBC | ESR |  | mm/hour | Numeric | 5 | 20 | 5 | 180
Stool | Stool | Stool Microscopy w/o Concetration | Fat Droplets |  | NA | Remark
Stool | Stool | Stool Microscopy with Concetration | Fat Droplets |  | NA | Remark
BIOCHEMISTRY | Serum | Bio Chemistry | FBS |  | mg/dl | Numeric | 60 | 110 | 10 | 1000
BIOCHEMISTRY | Serum | Bio Chemistry | Ferittin |  | ng/ml | Numeric | 20 | 200 | 5 | 500
Stool | Stool | Stool Microscopy w/o Concetration | Food Particles |  | NA | Remark
Stool | Stool | Stool Microscopy with Concetration | Food Particles |  | NA | Remark
BIOCHEMISTRY | Serum | Bio Chemistry | FT3 |  | pg/ml | Numeric | 1.7 | 4.2 | 0.5 | 20
BIOCHEMISTRY | Serum | Bio Chemistry | FT4 |  | ng/dl | Numeric | 0.7 | 1.8 | 0 | 20
Vaginal | Vaginal | Vaginal Panel | Gram Stain |  | NA | Remark
Clinical Pathology | Blood (EDTA) | Gram Stain | Gram Stain |  | NA | Remark
Clinical Pathology | Urine | Gram Stain | Gram Stain |  | NA | Remark
Clinical Pathology | Stool | Gram Stain | Gram Stain |  | NA | Remark
Clinical Pathology | Sputum | Gram Stain | Gram Stain |  | NA | Remark
Clinical Pathology | Body Fluid | Gram Stain | Gram Stain |  | NA | Remark
Clinical Pathology | Pus | Gram Stain | Gram Stain |  | NA | Remark
Clinical Pathology | Slit Skin | Gram Stain | Gram Stain |  | NA | Remark
Clinical Pathology | Semen | Gram Stain | Gram Stain |  | NA | Remark
Clinical Pathology | Semen | Semen Analysis | Gram Stain |  |  | Remark
Clinical Pathology | Body Fluid | CSF | Gram Stain |  |  | Remark
Clinical Pathology | Body Fluid | Asitic Fluid | Gram Stain |  |  | Remark
Clinical Pathology | Body Fluid | Pyrotinial Fluid | Gram Stain |  |  | Remark
Clinical Pathology | Body Fluid | Pus | Gram Stain |  |  | Remark
Clinical Pathology | Body Fluid | Knee Joint Fluid | Gram Stain |  |  | Remark
Clinical Pathology | Body Fluid | Plural Fluid | Gram Stain |  |  | Remark
Haematology | Blood (EDTA) | Hb Only | Haemoglobin | HB | gm/dl | Numeric | 12 | 16 | 1 | 22
Haematology | Blood (EDTA) | Anaemia Panel | Haemoglobin | HB | gm/dl | Numeric | 11.5 | 15.5 | 1.5 | 24
Haematology | Blood (EDTA) | CBC | Haemoglobin | HB | gm/dl | Numeric | 12 | 16 | 1 | 22
Haematology | Blood (EDTA) | Cross Match | Haemoglobin | HB | gm/dl | Numeric | 11.5 | 15.5 | 1.5 | 24
Haematology | Blood (EDTA) | Cross Match | Haemoglobin (Relative) | HB | gm/dl | Numeric | 11.5 | 15.5 | 1.5 | 24
BIOCHEMISTRY | Serum | Lipid Profile | HDL |  | mg/dl | Numeric | 35 | 60 | 5 | 300
BIOCHEMISTRY | Blood (EDTA) | haematology | HPLC |  | NA | Remark
Clinical Pathology | Blood (EDTA) | Coagulation Factor | INR Ratio | INR | ratio | Numeric | 0.9 | 1.1 | 0.5 | 12
BIOCHEMISTRY | Serum | Bio Chemistry | LDH |  | u/L | Numeric | 45 | 90 | 20 | 700
BIOCHEMISTRY | Serum | Lipid Profile | LDL |  | mg/dl | Numeric | 85 | 130 | 20 | 700
Urine | Urine | Urine LE/Nitrite | LE |  | NA | Remark
BIOCHEMISTRY | Serum | Bio Chemistry | LH |  | Iu/L | Numeric | 1 | 9 | 0 | 50
Clinical Pathology | Semen | Semen Analysis | Liquification time |  | min | Numeric | 20 | 30
Haematology | Blood (EDTA) | Differential Count | Lymph |  | % | Numeric | 20 | 40 | 10 | 50
BIOCHEMISTRY | Serum | Electrolyte | Magnesium | mg | mg/dl | Numeric | 1.3 | 2.1 | 0.2 | 10
Haematology | Blood (EDTA) | Anaemia Panel | MCH |  | per fL | Numeric | 28 | 31 | 20 | 50
Haematology | Blood (EDTA) | Anaemia Panel | MCV |  | per fL | Numeric | 75 | 81 | 40 | 130
Vaginal | Vaginal | Vaginal Panel | Microscopy of Saline mount |  | NA | Remark
Haematology | Blood (EDTA) | Differential Count | Mono |  | % | Numeric | 1 | 6 | 1 | 70
Clinical Pathology | Semen | Semen Analysis | Motility |  |  | Remark
Urine | Urine | Urine LE/Nitrite | Nitrite |  | NA | Remark
Urine | Urine | Urine Microscopy | Others |  | /hPF | Remark
Stool | Stool | Stool Microscopy w/o Concetration | Others |  | NA | Remark
Stool | Stool | Stool Microscopy with Concetration | Others |  | NA | Remark
Stool | Stool | Stool Microscopy w/o Concetration | Ova/Parasite/Cyst |  | NA | Remark
Stool | Stool | Stool Microscopy with Concetration | Ova/Parasite/Cyst |  | NA | Remark
Haematology | Blood (EDTA) | Routine Blood | Packed Cell Volume (PCV) | PCV% | % | Numeric | 45 | 55 | 20 | 80
Haematology | Blood (EDTA) | Anaemia Panel | Packed Cell Volume (PCV) | PCV % | % | Numeric | 45 | 55 | 20 | 80
Urine | Urine | Routine Urine | pH |  | NA | Numeric | 6.8 | 7 | 0 | 14
Stool | Stool | Environment | pH |  | NA | Numeric | 6.8 | 7.2 | 1 | 14
Vaginal | Vaginal | Vaginal Panel | pH |  | NA | Numeric | 1 | 14 | 1 | 14
BIOCHEMISTRY | Serum | Electrolyte | Phosphorous |  | mg/dl | Numeric | 3 | 4.5 | 1 | 14
Haematology | Blood (EDTA) | Anaemia Panel | Platelet Count | PLT | cumm | Numeric | 100000 | 300000 | 5000 | 1000000
Haematology | Blood (EDTA) | CBC | Platelet Count | PLT | cumm | Numeric | 100000 | 300000 | 5000 | 1000000
Haematology | Blood (EDTA) | Differential Count | Poly |  | % | Numeric | 40 | 75 | 20 | 80
BIOCHEMISTRY | Serum | Electrolyte | Potassium |  | me/ql | Numeric | 3.5 | 5.1 | 0.5 | 12
BIOCHEMISTRY | Serum | Bio Chemistry | PP2BS |  | mg/dl | Numeric | 120 | 150 | 120 | 1000
BIOCHEMISTRY | Serum | Bio Chemistry | Prolactin |  | nd/ml | Numeric
BIOCHEMISTRY | Body Fluid | Asitic Fluid | Protein |  | mg/dl | Numeric
BIOCHEMISTRY | Body Fluid | Pyrotinial Fluid | Protein |  | mg/dl | Numeric
BIOCHEMISTRY | Body Fluid | Pus | Protein |  | mg/dl | Numeric
BIOCHEMISTRY | Body Fluid | Knee Joint Fluid | Protein |  | mg/dl | Numeric
BIOCHEMISTRY | Body Fluid | Plural Fluid | Protein |  | mg/dl | Numeric
BIOCHEMISTRY | Body Fluid | CSF | Protein (CSF) |  | mg/dl | Numeric
Clinical Pathology | Blood (EDTA) | Coagulation Factor | Prothrombin Time (Control) | PTC | sec | Numeric | 11 | 16 | 5 | 720
Clinical Pathology | Blood (EDTA) | Liver Function Test | Prothrombin Time (Control) | PTC | sec | Numeric | 11 | 16 | 5 | 720
Clinical Pathology | Blood (EDTA) | Coagulation Factor | Prothrombin Time (Test) | PT | sec | Numeric | 11 | 16 | 5 | 720
Clinical Pathology | Blood (EDTA) | Liver Function Test | Prothrombin Time (Test) | PT | sec | Numeric | 11 | 16 | 5 | 720
Haematology | Blood (EDTA) | RBC Morphology | PS for RBC Morphology | PS for Anemia | NA | Remark
Haematology | Blood (EDTA) | Anaemia Panel | PS for RBC Morphology | PS | NA | Remark
BIOCHEMISTRY | Serum | Bio Chemistry | PSA | PSA | ng/ml | Numeric | 0.1 | 4 | 0.1 | 50
Urine | Urine | Urine Microscopy | Pus Cells | U-ME | /hPF | Remark
Stool | Stool | Stool Microscopy w/o Concetration | Pus Cells |  | NA | Remark
Stool | Stool | Stool Microscopy with Concetration | Pus Cells |  | NA | Remark
Clinical Pathology | Semen | Semen Analysis | Pus Cells (Semen) |  | per hpf | Remark
Stool | Stool | Stool Microscopy w/o Concetration | Quality |  | NA | Remark
Stool | Stool | Stool Microscopy with Concetration | Quality |  | NA | Remark
Clinical Pathology | Semen | Semen Analysis | RBC (Semen) |  | per hpf | Remark
Stool | Stool | Stool Microscopy w/o Concetration | RBC (Stool) |  | NA | Remark
Stool | Stool | Stool Microscopy with Concetration | RBC (Stool) |  | NA | Remark
Urine | Urine | Urine Microscopy | RBC (Urine) |  | /hPF | Remark
Haematology | Blood (EDTA) | CBC | RBC Count |  | per cumm | Numeric | 450000 | 550000 | 200000 | 800000
Haematology | Blood (EDTA) | Anaemia Panel | RBC Count |  | per cumm | Numeric | 450000 | 550000 | 200000 | 800000
BIOCHEMISTRY | Serum | Bio Chemistry | RBS |  | mg/dl | Numeric | 60 | 160 | 10 | 1000
Urine | Urine | Renal | Renal Concentrating Ability |  | NA | Remark
Haematology | Blood (EDTA) | Routine Blood | Reticulocyte Count | RETIC | % | Numeric | 1.5 | 3 | 0.5 | 30
Haematology | Blood (EDTA) | Anaemia Panel | Reticulocyte Count | Retic | % | Numeric | 1 | 3 | 0.5 | 30
Serology | Blood (EDTA) | Serology | Rheumatoid Arthritis - Turbidometry | RA Turbidometry | iU/ml | Numeric | 0 | 20
BIOCHEMISTRY | Serum | Liver Function Test | S. Albumin |  | gm/dl | Numeric | 2.4 | 5 | 1.5 | 10
BIOCHEMISTRY | Serum | Liver Function Test | S. ALT |  | mg/dl | Numeric | 5 | 35 | 3 | 2000
BIOCHEMISTRY | Serum | Liver Function Test | S. AST |  | u/L | Numeric | 5 | 35 | 3 | 3000
BIOCHEMISTRY | Serum | Liver Function Test | S. Protein |  | gm/dl | Numeric | 6.5 | 8.5 | 1.5 | 15
BIOCHEMISTRY | Serum | Lipid Profile | S. Triglyceride |  | mg/dl | Numeric | 40 | 150 | 20 | 700
BIOCHEMISTRY | Serum | Electrolyte | Sodium | Na | me/ql | Numeric | 135 | 145 | 60 | 250
Urine | Urine | Routine Urine | Specific Gravity |  | NA | Numeric | 1.006 | 1.026 | 1 | 1.05
BIOCHEMISTRY | Body Fluid | Asitic Fluid | Sugar |  | mg/dl | Numeric
BIOCHEMISTRY | Body Fluid | Pyrotinial Fluid | Sugar |  | mg/dl | Numeric
BIOCHEMISTRY | Body Fluid | Pus | Sugar |  | mg/dl | Numeric
BIOCHEMISTRY | Body Fluid | Knee Joint Fluid | Sugar |  | mg/dl | Numeric
BIOCHEMISTRY | Body Fluid | Plural Fluid | Sugar |  | mg/dl | Numeric
BIOCHEMISTRY | Body Fluid | CSF | Sugar (CSF) |  | mg/dl | Numeric
BIOCHEMISTRY | Serum | Bio Chemistry | T3 |  | ng/dl | Numeric | 60 | 200 | 10 | 600
BIOCHEMISTRY | Serum | Bio Chemistry | T4 |  | ug/dl | Numeric | 4.5 | 12 | 1 | 50
Haematology | Blood (EDTA) | CBC | TC |  |  | Numeric
BIOCHEMISTRY | Serum | Lipid Profile | TC/HDL Ratio |  |  | Numeric | 3.5 | 3.5 | 3.5 | 3.5
BIOCHEMISTRY | Serum | Liver Function Test | Total Bilirubin |  | mg/dl | Numeric | 0.3 | 1.2 | 0.2 | 50
Clinical Pathology | Semen | Semen Analysis | Total Count | TC | per ml | Numeric | 60000000 | 150000000
Haematology | Body Fluid | Asitic Fluid | Total Leucocyte Count | TC | cumm | Numeric
Haematology | Body Fluid | Pyrotinial Fluid | Total Leucocyte Count | TC | cumm | Numeric
Haematology | Body Fluid | Pus | Total Leucocyte Count | TC | cumm | Numeric
Haematology | Body Fluid | Knee Joint Fluid | Total Leucocyte Count | TC | cumm | Numeric
Haematology | Body Fluid | Plural Fluid | Total Leucocyte Count | TC | cumm | Numeric
Haematology | Body Fluid | CSF | Total Leucocyte Count (CSF) | TC | cumm | Numeric
Haematology | Blood (EDTA) | Routine Blood | Total Leucocyte Count | TC | cumm | Numeric | 4500 | 11000 | 500 | 400000
BIOCHEMISTRY | Serum | Bio Chemistry | TSH |  | Iu/ml | Numeric | 0.3 | 5.5 | 0.1 | 30
BIOCHEMISTRY | Serum | Bio Chemistry | Urea Nitrogen |  | mg/dl | Numeric | 40 | 150 | 10 | 1000
BIOCHEMISTRY | Serum | Bio Chemistry | Uric Acid |  | mg/dl | Numeric | 3.5 | 7.2 | 2 | 30
BIOCHEMISTRY | Urine |  | Urine Protein Creatinine Ratio | UPCR |  | Numeric | 0.2 | 0.2
Urine | Urine | Urine Microscopy | Vaginal Trichomonas |  | /hPF | Remark
Clinical Pathology | Semen | Semen Analysis | Viscoscity |  |  | Remark
BIOCHEMISTRY | Serum | Lipid Profile | VLDL Cholesterol | VLDL | mg/dl | Numeric | 5 | 40 | 1 | 60
Clinical Pathology | Semen | Semen Analysis | Volume (Semen) |  | per ml | Numeric | 2 | 3.5
Urine | Urine | Urine Microscopy | Yeast Cell |  | /hPF | Remark

## DropDown Only
GROUP / Department | Sample TYPE | PANEL | TEST | Short CODE | unit | Result Type | Normal Range | Normal Range Upper Limit | Possible Range | Possible Range
[7 empty] | Lower Limit |  | Lower Limit | Upper Limit
Urine | Urine | Routine Urine | Albumin | U-ALB | NA | Drop-down | Nil;Trace;1+;2+;3+;4+ |  | nil, trace, 1+, 2+, 3+, 4+
Serology | Blood (EDTA) | Serology | Anti Streptolysin Qualitative | ASO Qualitative | NA | Drop-down | Positive 1:2;Positive 1:4;Positive 1:8;Positive 1:16;Positive 1:32;Negative
Haematology | Blood (EDTA) | Cross Match | Blood Group (Relative) |  |  | Drop-down | O+;A+;B+;AB+;O-;A-;B-;AB-
Serology | Blood (EDTA) | Cross Match | Cross Match |  | NA | Drop-down | OK;NOT OK
Stool | stool | Fat | Fat (Semi Quantitative) |  | NA | Drop-down | Present;Absent |  | Present/ absent
Haematology | Blood (EDTA) | Hb w/Electrophoresis | Hb Electrophoresis |  | NA | Drop-down | AA;AS;SS
Haematology | Blood (EDTA) | Anaemia Panel | Hb Electrophoresis |  | NA | Drop-down | AA;AS;SS
Serology | Blood (EDTA) | Serology | HbsAg ELISA |  | NA | Drop-down | Positive;Negative |  | positive / negative
Serology | Blood (EDTA) | Cross Match | HbsAg ELISA |  | NA | Drop-down | Positive;Negative
Serology | Blood (EDTA) | Serology | HbsAg Rapid |  | NA | Drop-down | Positive;Negative |  | positive / negative
Serology | Blood (EDTA) | Cross Match | HbsAg Rapid |  | NA | Drop-down | Positive;Negative
Serology | Blood (EDTA) | Serology | HCV ELISA |  | NA | Drop-down | Positive;Negative |  | positive / negative
Serology | Blood (EDTA) | Cross Match | HCV ELISA |  | NA | Drop-down | Positive;Negative
Serology | Blood (EDTA) | Serology | HCV Tridot |  | NA | Drop-down | Positive;Negative |  | positive / negative
Serology | Blood (EDTA) | Cross Match | HCV Tridot |  | NA | Drop-down | Positive;Negative
Serology | Blood (EDTA) | Serology | HIV ELISA |  | NA | Drop-down | Positive;Negative |  | positive / negative
Serology | Blood (EDTA) | Cross Match | HIV ELISA |  | NA | Drop-down | Positive;Negative
Serology | Blood (EDTA) | Serology | HIV Tridot |  | NA | Drop-down | Positive;Negative |  | positive / negative
Serology | Blood (EDTA) | Cross Match | HIV Tridot |  | NA | Drop-down | Positive;Negative
Vaginal | Vaginal | Vaginal Panel | LE |  | NA | Drop-down | Positive;Negative |  | positive / negative
Serology | Blood (EDTA) | Cross Match | Malaria Parasite |  | NA | Drop-down | Positive;Negative
Haematology | Blood (EDTA) | Anaemia Panel | MCHC |  |  | TBD
Vaginal | Vaginal | Vaginal Panel | Microscopy of KOH mount |  | NA | Drop-down | Present;Absent |  | Present/ absent
Clinical Pathology | Semen | Semen Analysis | Morphology |  |  | Drop-down | Normal;Abnornal
Clinical Pathology | Semen | Semen Analysis | Parasite |  | per hpf | Drop-down | Present;Absent
Haematology | Blood (EDTA) | Cross Match | Patient Blood Group |  |  | Drop-down | O+;A+;B+;AB+;O-;A-;B-;AB-
Clinical Pathology | Body Fluid | CSF | Pendy Reagent Test |  |  | Drop-down | Positive;Negative
Haematology | Blood (EDTA) | Malaria | PS for Malaria Parasites | MP | NA | Drop-down | Positive;Negative
Haematology | Blood (EDTA) | Microfilaria | PS for mf by concentration | MF | NA | Drop-down | Positive;Negative
Stool | stool | Environment | Reducing substance |  | NA | Drop-down | Negative;Positive;1+;2+;3+;4+ |  | negative, positive, 1+, 2+, 3+, 4+
Clinical Pathology | Semen | Semen Analysis | Result |  |  | Drop-down | Normo Spermia;Oligo Spermia;Azo Spermia
Serology | Blood (EDTA) | Serology | Rheumatoid Arthritis - Qualitative | RA Qualitative | NA | Drop-down | Positive 1:2;Positive 1:4;Positive 1:8;Positive 1:16;Positive 1:32;Negative
Haematology | Blood (EDTA) | Sickling Only | Sickling Test | Sickle | NA | Drop-down | Positive;Negative
Haematology | Blood (EDTA) | Anaemia Panel | Sickling Test | Sickle | NA | Drop-down | Positive;Negative
Stool | stool | Stool occult blood | Stool occult blood |  | NA | Drop-down | Negative;Positive;1+;2+;3+;4+ |  | negative, positive, 1+, 2+, 3+, 4+
Urine | Urine | Routine Urine | Sugar | U-SUG | NA | Drop-down | Nil;Trace;1+;2+;3+;4+ |  | nil, trace, 1+, 2+, 3+, 4+
Serology | Blood (EDTA) | Serology | Troponin - T | Trop T | NA | Drop-down | Positive;Negative
Urine | Urine | Bile Pigment | Urine Bile Pigment | U-BP | NA | Drop-down | Negative;Positive;1+;2+;3+;4+ |  | negative, positive, 1+, 2+, 3+, 4+
Urine | Urine | Bile Salt | Urine Bile Salt | U-BS | NA | Drop-down | Negative;Positive;1+;2+;3+;4+ |  | negative, positive, 1+, 2+, 3+, 4+
Urine | Urine | Ketone | Urine Ketone | U-ketone bodies | NA | Drop-down | Nil;Trace;1+;2+;3+;4+ |  | nil, trace, 1+, 2+, 3+, 4+
Urine | Urine | Urine Pregnancy Test | Urine Pregnancy Test | UPT |  | Drop-down | Positive;Negative
Serology | Blood (EDTA) | Serology | VDRL ELISA |  | NA | Drop-down | Positive;Negative |  | positive / negative
Serology | Blood (EDTA) | Cross Match | VDRL ELISA |  | NA | Drop-down | Positive;Negative
Serology | Blood (EDTA) | Serology | VDRL Rapid |  | NA | Drop-down | Positive;Negative |  | positive / negative
Serology | Blood (EDTA) | Cross Match | VDRL Rapid |  | NA | Drop-down | Positive;Negative
Vaginal | Vaginal | Vaginal Panel | Whiff test |  | NA | Drop-down | Positive;Negative |  | positive / negative
Serology | Blood (EDTA) | Serology | WIDAL Qualitative |  | NA | Drop-down | Positive 1:40;Positive 1:80;Positive 1:160;Positive 1:320;Negative (< 40)
Clinical Pathology | Urine | ZN Stain | ZN Stain |  | NA | Drop-down | Positive 1+;Positive 2+;Positive 3+;Positive 4+;Positive 5+;Positive 6+;Negative
Clinical Pathology | Stool | ZN Stain | ZN Stain |  | NA | Drop-down | Positive 1+;Positive 2+;Positive 3+;Positive 4+;Positive 5+;Positive 6+;Negative
Clinical Pathology | Sputum | ZN Stain | ZN Stain |  | NA | Drop-down | Positive 1+;Positive 2+;Positive 3+;Positive 4+;Positive 5+;Positive 6+;Negative
Clinical Pathology | Body Fluid | ZN Stain | ZN Stain |  | NA | Drop-down | Positive 1+;Positive 2+;Positive 3+;Positive 4+;Positive 5+;Positive 6+;Negative
Clinical Pathology | Pus | ZN Stain | ZN Stain |  | NA | Drop-down | Positive 1+;Positive 2+;Positive 3+;Positive 4+;Positive 5+;Positive 6+;Negative
Clinical Pathology | Slit Skin | ZN Stain | ZN Stain |  | NA | Drop-down | Positive 1+;Positive 2+;Positive 3+;Positive 4+;Positive 5+;Positive 6+;Negative
Clinical Pathology | Body Fluid | CSF | ZN Stain |  |  | Drop-down | Positive 1+;Positive 2+;Positive 3+;Positive 4+;Positive 5+;Positive 6+;Negative
Clinical Pathology | Body Fluid | Asitic Fluid | ZN Stain |  |  | Drop-down | Positive 1+;Positive 2+;Positive 3+;Positive 4+;Positive 5+;Positive 6+;Negative
Clinical Pathology | Body Fluid | Pyrotinial Fluid | ZN Stain |  |  | Drop-down | Positive 1+;Positive 2+;Positive 3+;Positive 4+;Positive 5+;Positive 6+;Negative
Clinical Pathology | Body Fluid | Pus | ZN Stain |  |  | Drop-down | Positive 1+;Positive 2+;Positive 3+;Positive 4+;Positive 5+;Positive 6+;Negative
Clinical Pathology | Body Fluid | Knee Joint Fluid | ZN Stain |  |  | Drop-down | Positive 1+;Positive 2+;Positive 3+;Positive 4+;Positive 5+;Positive 6+;Negative
Clinical Pathology | Body Fluid | Plural Fluid | ZN Stain |  |  | Drop-down | Positive 1+;Positive 2+;Positive 3+;Positive 4+;Positive 5+;Positive 6+;Negative

## Unique Panels
categ_id/id | cost_method | valuation | name | default_code | list_price | procure_method | type | uom_po_id/id | supply_method | uom_id/id | standard_price | purchase_ok | sale_ok | sale_delay | active
__export__.product_product_31 | Standard Price | Periodical (manual) | Anaemia Panel |  |  | Make to Stock | Service | product.product_uom_unit | Buy | product.product_uom_unit |  | FALSE | FALSE |  | TRUE
__export__.product_product_31 | Standard Price | Periodical (manual) | Asitic Fluid |  |  | Make to Stock | Service | product.product_uom_unit | Buy | product.product_uom_unit |  | FALSE | FALSE |  | TRUE
__export__.product_product_31 | Standard Price | Periodical (manual) | Bile Pigment |  |  | Make to Stock | Service | product.product_uom_unit | Buy | product.product_uom_unit |  | FALSE | FALSE |  | TRUE
__export__.product_product_31 | Standard Price | Periodical (manual) | Bile Salt |  |  | Make to Stock | Service | product.product_uom_unit | Buy | product.product_uom_unit |  | FALSE | FALSE |  | TRUE
__export__.product_product_31 | Standard Price | Periodical (manual) | Bio Chemistry |  |  | Make to Stock | Service | product.product_uom_unit | Buy | product.product_uom_unit |  | FALSE | FALSE |  | TRUE
__export__.product_product_31 | Standard Price | Periodical (manual) | CBC |  |  | Make to Stock | Service | product.product_uom_unit | Buy | product.product_uom_unit |  | FALSE | FALSE |  | TRUE
__export__.product_product_31 | Standard Price | Periodical (manual) | Coagulation Factor |  |  | Make to Stock | Service | product.product_uom_unit | Buy | product.product_uom_unit |  | FALSE | FALSE |  | TRUE
__export__.product_product_31 | Standard Price | Periodical (manual) | Cross Match |  |  | Make to Stock | Service | product.product_uom_unit | Buy | product.product_uom_unit |  | FALSE | FALSE |  | TRUE
__export__.product_product_31 | Standard Price | Periodical (manual) | CSF |  |  | Make to Stock | Service | product.product_uom_unit | Buy | product.product_uom_unit |  | FALSE | FALSE |  | TRUE
__export__.product_product_31 | Standard Price | Periodical (manual) | Differential Count |  |  | Make to Stock | Service | product.product_uom_unit | Buy | product.product_uom_unit |  | FALSE | FALSE |  | TRUE
__export__.product_product_31 | Standard Price | Periodical (manual) | Electrolyte |  |  | Make to Stock | Service | product.product_uom_unit | Buy | product.product_uom_unit |  | FALSE | FALSE |  | TRUE
__export__.product_product_31 | Standard Price | Periodical (manual) | Environment |  |  | Make to Stock | Service | product.product_uom_unit | Buy | product.product_uom_unit |  | FALSE | FALSE |  | TRUE
__export__.product_product_31 | Standard Price | Periodical (manual) | Fat |  |  | Make to Stock | Service | product.product_uom_unit | Buy | product.product_uom_unit |  | FALSE | FALSE |  | TRUE
__export__.product_product_31 | Standard Price | Periodical (manual) | Gram Stain |  |  | Make to Stock | Service | product.product_uom_unit | Buy | product.product_uom_unit |  | FALSE | FALSE |  | TRUE
__export__.product_product_31 | Standard Price | Periodical (manual) | haematology |  |  | Make to Stock | Service | product.product_uom_unit | Buy | product.product_uom_unit |  | FALSE | FALSE |  | TRUE
__export__.product_product_31 | Standard Price | Periodical (manual) | Hb Only |  |  | Make to Stock | Service | product.product_uom_unit | Buy | product.product_uom_unit |  | FALSE | FALSE |  | TRUE
__export__.product_product_31 | Standard Price | Periodical (manual) | Hb w/Electrophoresis |  |  | Make to Stock | Service | product.product_uom_unit | Buy | product.product_uom_unit |  | FALSE | FALSE |  | TRUE
__export__.product_product_31 | Standard Price | Periodical (manual) | Ketone |  |  | Make to Stock | Service | product.product_uom_unit | Buy | product.product_uom_unit |  | FALSE | FALSE |  | TRUE
__export__.product_product_31 | Standard Price | Periodical (manual) | Kinyoun's Stain |  |  | Make to Stock | Service | product.product_uom_unit | Buy | product.product_uom_unit |  | FALSE | FALSE |  | TRUE
__export__.product_product_31 | Standard Price | Periodical (manual) | Knee Joint Fluid |  |  | Make to Stock | Service | product.product_uom_unit | Buy | product.product_uom_unit |  | FALSE | FALSE |  | TRUE
__export__.product_product_31 | Standard Price | Periodical (manual) | Lipid Profile |  |  | Make to Stock | Service | product.product_uom_unit | Buy | product.product_uom_unit |  | FALSE | FALSE |  | TRUE
__export__.product_product_31 | Standard Price | Periodical (manual) | Liver Function Test |  |  | Make to Stock | Service | product.product_uom_unit | Buy | product.product_uom_unit |  | FALSE | FALSE |  | TRUE
__export__.product_product_31 | Standard Price | Periodical (manual) | Malaria |  |  | Make to Stock | Service | product.product_uom_unit | Buy | product.product_uom_unit |  | FALSE | FALSE |  | TRUE
__export__.product_product_31 | Standard Price | Periodical (manual) | Microfilaria |  |  | Make to Stock | Service | product.product_uom_unit | Buy | product.product_uom_unit |  | FALSE | FALSE |  | TRUE
__export__.product_product_31 | Standard Price | Periodical (manual) | Plural Fluid |  |  | Make to Stock | Service | product.product_uom_unit | Buy | product.product_uom_unit |  | FALSE | FALSE |  | TRUE
__export__.product_product_31 | Standard Price | Periodical (manual) | Pus |  |  | Make to Stock | Service | product.product_uom_unit | Buy | product.product_uom_unit |  | FALSE | FALSE |  | TRUE
__export__.product_product_31 | Standard Price | Periodical (manual) | Pyrotinial Fluid |  |  | Make to Stock | Service | product.product_uom_unit | Buy | product.product_uom_unit |  | FALSE | FALSE |  | TRUE
__export__.product_product_31 | Standard Price | Periodical (manual) | RBC Morphology |  |  | Make to Stock | Service | product.product_uom_unit | Buy | product.product_uom_unit |  | FALSE | FALSE |  | TRUE
__export__.product_product_31 | Standard Price | Periodical (manual) | Renal |  |  | Make to Stock | Service | product.product_uom_unit | Buy | product.product_uom_unit |  | FALSE | FALSE |  | TRUE
__export__.product_product_31 | Standard Price | Periodical (manual) | Routine Blood |  |  | Make to Stock | Service | product.product_uom_unit | Buy | product.product_uom_unit |  | FALSE | FALSE |  | TRUE
__export__.product_product_31 | Standard Price | Periodical (manual) | Routine Urine |  |  | Make to Stock | Service | product.product_uom_unit | Buy | product.product_uom_unit |  | FALSE | FALSE |  | TRUE
__export__.product_product_31 | Standard Price | Periodical (manual) | Sedimentation |  |  | Make to Stock | Service | product.product_uom_unit | Buy | product.product_uom_unit |  | FALSE | FALSE |  | TRUE
__export__.product_product_31 | Standard Price | Periodical (manual) | Semen Analysis |  |  | Make to Stock | Service | product.product_uom_unit | Buy | product.product_uom_unit |  | FALSE | FALSE |  | TRUE
__export__.product_product_31 | Standard Price | Periodical (manual) | Serology |  |  | Make to Stock | Service | product.product_uom_unit | Buy | product.product_uom_unit |  | FALSE | FALSE |  | TRUE
__export__.product_product_31 | Standard Price | Periodical (manual) | Sickling Only |  |  | Make to Stock | Service | product.product_uom_unit | Buy | product.product_uom_unit |  | FALSE | FALSE |  | TRUE
__export__.product_product_31 | Standard Price | Periodical (manual) | Stool Microscopy w/o Concetration |  |  | Make to Stock | Service | product.product_uom_unit | Buy | product.product_uom_unit |  | FALSE | FALSE |  | TRUE
__export__.product_product_31 | Standard Price | Periodical (manual) | Stool Microscopy with Concetration |  |  | Make to Stock | Service | product.product_uom_unit | Buy | product.product_uom_unit |  | FALSE | FALSE |  | TRUE
__export__.product_product_31 | Standard Price | Periodical (manual) | Stool occult blood |  |  | Make to Stock | Service | product.product_uom_unit | Buy | product.product_uom_unit |  | FALSE | FALSE |  | TRUE
__export__.product_product_31 | Standard Price | Periodical (manual) | Urine LE/Nitrite |  |  | Make to Stock | Service | product.product_uom_unit | Buy | product.product_uom_unit |  | FALSE | FALSE |  | TRUE
__export__.product_product_31 | Standard Price | Periodical (manual) | Urine Microscopy |  |  | Make to Stock | Service | product.product_uom_unit | Buy | product.product_uom_unit |  | FALSE | FALSE |  | TRUE
__export__.product_product_31 | Standard Price | Periodical (manual) | Urine Pregnancy Test |  |  | Make to Stock | Service | product.product_uom_unit | Buy | product.product_uom_unit |  | FALSE | FALSE |  | TRUE
__export__.product_product_31 | Standard Price | Periodical (manual) | Vaginal Panel |  |  | Make to Stock | Service | product.product_uom_unit | Buy | product.product_uom_unit |  | FALSE | FALSE |  | TRUE
__export__.product_product_31 | Standard Price | Periodical (manual) | ZN Stain |  |  | Make to Stock | Service | product.product_uom_unit | Buy | product.product_uom_unit |  | FALSE | FALSE |  | TRUE

## Unique Tests
categ_id/id | cost_method | valuation | name | default_code | list_price | procure_method | type | uom_po_id/id | supply_method | uom_id/id | standard_price | purchase_ok | sale_ok | sale_delay | active
__export__.product_product_30 | Standard Price | Periodical (manual) | Absolute Eosinphil Count | AEC | 30 | Make to Stock | Service | product.product_uom_unit | Buy | product.product_uom_unit |  | FALSE | FALSE |  | TRUE
__export__.product_product_30 | Standard Price | Periodical (manual) | Albumin | U-ALB | 5 | Make to Stock | Service | product.product_uom_unit | Buy | product.product_uom_unit |  | FALSE | FALSE |  | TRUE
__export__.product_product_30 | Standard Price | Periodical (manual) | ALK. Phosphate |  | 50 | Make to Stock | Service | product.product_uom_unit | Buy | product.product_uom_unit |  | FALSE | FALSE |  | TRUE
__export__.product_product_30 | Standard Price | Periodical (manual) | Amylase |  | 100 | Make to Stock | Service | product.product_uom_unit | Buy | product.product_uom_unit |  | FALSE | FALSE |  | TRUE
__export__.product_product_30 | Standard Price | Periodical (manual) | ANA |  | 300 | Make to Stock | Service | product.product_uom_unit | Buy | product.product_uom_unit |  | FALSE | FALSE |  | TRUE
__export__.product_product_30 | Standard Price | Periodical (manual) | Anti Streptolysin Qualitative | ASO Qualitative |  | Make to Stock | Service | product.product_uom_unit | Buy | product.product_uom_unit |  | FALSE | FALSE |  | TRUE
__export__.product_product_30 | Standard Price | Periodical (manual) | Anti Streptolysin Turbidometry | ASO Turbidometry |  | Make to Stock | Service | product.product_uom_unit | Buy | product.product_uom_unit |  | FALSE | FALSE |  | TRUE
__export__.product_product_30 | Standard Price | Periodical (manual) | APTT (Control) | PTTC |  | Make to Stock | Service | product.product_uom_unit | Buy | product.product_uom_unit |  | FALSE | FALSE |  | TRUE
__export__.product_product_30 | Standard Price | Periodical (manual) | APTT (Test) | PTT |  | Make to Stock | Service | product.product_uom_unit | Buy | product.product_uom_unit |  | FALSE | FALSE |  | TRUE
__export__.product_product_30 | Standard Price | Periodical (manual) | B HCG |  | 400 | Make to Stock | Service | product.product_uom_unit | Buy | product.product_uom_unit |  | FALSE | FALSE |  | TRUE
__export__.product_product_30 | Standard Price | Periodical (manual) | Basophil |  |  | Make to Stock | Service | product.product_uom_unit | Buy | product.product_uom_unit |  | FALSE | FALSE |  | TRUE
__export__.product_product_30 | Standard Price | Periodical (manual) | Bicarbonate |  | 250 | Make to Stock | Service | product.product_uom_unit | Buy | product.product_uom_unit |  | FALSE | FALSE |  | TRUE
__export__.product_product_30 | Standard Price | Periodical (manual) | Bleeding Time | BT |  | Make to Stock | Service | product.product_uom_unit | Buy | product.product_uom_unit |  | FALSE | FALSE |  | TRUE
__export__.product_product_30 | Standard Price | Periodical (manual) | Blood Group (Relative) |  |  | Make to Stock | Service | product.product_uom_unit | Buy | product.product_uom_unit |  | FALSE | FALSE |  | TRUE
__export__.product_product_30 | Standard Price | Periodical (manual) | Blood Urea |  | 30 | Make to Stock | Service | product.product_uom_unit | Buy | product.product_uom_unit |  | FALSE | FALSE |  | TRUE
__export__.product_product_30 | Standard Price | Periodical (manual) | CA-125 |  | 450 | Make to Stock | Service | product.product_uom_unit | Buy | product.product_uom_unit |  | FALSE | FALSE |  | TRUE
__export__.product_product_30 | Standard Price | Periodical (manual) | CA19-9 |  | 400 | Make to Stock | Service | product.product_uom_unit | Buy | product.product_uom_unit |  | FALSE | FALSE |  | TRUE
__export__.product_product_30 | Standard Price | Periodical (manual) | Calcium | Ca | 100 | Make to Stock | Service | product.product_uom_unit | Buy | product.product_uom_unit |  | FALSE | FALSE |  | TRUE
__export__.product_product_30 | Standard Price | Periodical (manual) | Cast |  |  | Make to Stock | Service | product.product_uom_unit | Buy | product.product_uom_unit |  | FALSE | FALSE |  | TRUE
__export__.product_product_30 | Standard Price | Periodical (manual) | Cholesterol |  | 50 | Make to Stock | Service | product.product_uom_unit | Buy | product.product_uom_unit |  | FALSE | FALSE |  | TRUE
__export__.product_product_30 | Standard Price | Periodical (manual) | Clotting Time | CT |  | Make to Stock | Service | product.product_uom_unit | Buy | product.product_uom_unit |  | FALSE | FALSE |  | TRUE
__export__.product_product_30 | Standard Price | Periodical (manual) | Coccidians |  | 20 | Make to Stock | Service | product.product_uom_unit | Buy | product.product_uom_unit |  | FALSE | FALSE |  | TRUE
__export__.product_product_30 | Standard Price | Periodical (manual) | Color |  |  | Make to Stock | Service | product.product_uom_unit | Buy | product.product_uom_unit |  | FALSE | FALSE |  | TRUE
__export__.product_product_30 | Standard Price | Periodical (manual) | Color | Stool Microscopy |  | Make to Stock | Service | product.product_uom_unit | Buy | product.product_uom_unit |  | FALSE | FALSE |  | TRUE
__export__.product_product_30 | Standard Price | Periodical (manual) | Colour |  |  | Make to Stock | Service | product.product_uom_unit | Buy | product.product_uom_unit |  | FALSE | FALSE |  | TRUE
__export__.product_product_30 | Standard Price | Periodical (manual) | Creatinine |  | 30 | Make to Stock | Service | product.product_uom_unit | Buy | product.product_uom_unit |  | FALSE | FALSE |  | TRUE
__export__.product_product_30 | Standard Price | Periodical (manual) | Creatinine Kinase |  | 250 | Make to Stock | Service | product.product_uom_unit | Buy | product.product_uom_unit |  | FALSE | FALSE |  | TRUE
__export__.product_product_30 | Standard Price | Periodical (manual) | Cross Match |  |  | Make to Stock | Service | product.product_uom_unit | Buy | product.product_uom_unit |  | FALSE | FALSE |  | TRUE
__export__.product_product_30 | Standard Price | Periodical (manual) | Crystal |  |  | Make to Stock | Service | product.product_uom_unit | Buy | product.product_uom_unit |  | FALSE | FALSE |  | TRUE
__export__.product_product_30 | Standard Price | Periodical (manual) | Culture |  |  | Make to Stock | Service | product.product_uom_unit | Buy | product.product_uom_unit |  | FALSE | FALSE |  | TRUE
__export__.product_product_30 | Standard Price | Periodical (manual) | Cytology |  |  | Make to Stock | Service | product.product_uom_unit | Buy | product.product_uom_unit |  | FALSE | FALSE |  | TRUE
__export__.product_product_30 | Standard Price | Periodical (manual) | Differential Count | DC | 20 | Make to Stock | Service | product.product_uom_unit | Buy | product.product_uom_unit |  | FALSE | FALSE |  | TRUE
__export__.product_product_30 | Standard Price | Periodical (manual) | Differential Count (CSF) | DC |  | Make to Stock | Service | product.product_uom_unit | Buy | product.product_uom_unit |  | FALSE | FALSE |  | TRUE
__export__.product_product_30 | Standard Price | Periodical (manual) | Direct Bilirubin |  | 30 | Make to Stock | Service | product.product_uom_unit | Buy | product.product_uom_unit |  | FALSE | FALSE |  | TRUE
__export__.product_product_30 | Standard Price | Periodical (manual) | Eosinophil |  |  | Make to Stock | Service | product.product_uom_unit | Buy | product.product_uom_unit |  | FALSE | FALSE |  | TRUE
__export__.product_product_30 | Standard Price | Periodical (manual) | Epithelial Cells |  |  | Make to Stock | Service | product.product_uom_unit | Buy | product.product_uom_unit |  | FALSE | FALSE |  | TRUE
__export__.product_product_30 | Standard Price | Periodical (manual) | ESR |  | 10 | Make to Stock | Service | product.product_uom_unit | Buy | product.product_uom_unit |  | FALSE | FALSE |  | TRUE
__export__.product_product_30 | Standard Price | Periodical (manual) | Fat (Semi Quantitative) |  | 30 | Make to Stock | Service | product.product_uom_unit | Buy | product.product_uom_unit |  | FALSE | FALSE |  | TRUE
__export__.product_product_30 | Standard Price | Periodical (manual) | Fat Droplets |  |  | Make to Stock | Service | product.product_uom_unit | Buy | product.product_uom_unit |  | FALSE | FALSE |  | TRUE
__export__.product_product_30 | Standard Price | Periodical (manual) | FBS |  | 30 | Make to Stock | Service | product.product_uom_unit | Buy | product.product_uom_unit |  | FALSE | FALSE |  | TRUE
__export__.product_product_30 | Standard Price | Periodical (manual) | Ferittin |  | 250 | Make to Stock | Service | product.product_uom_unit | Buy | product.product_uom_unit |  | FALSE | FALSE |  | TRUE
__export__.product_product_30 | Standard Price | Periodical (manual) | Food Particles |  |  | Make to Stock | Service | product.product_uom_unit | Buy | product.product_uom_unit |  | FALSE | FALSE |  | TRUE
__export__.product_product_30 | Standard Price | Periodical (manual) | FT3 |  | 80 | Make to Stock | Service | product.product_uom_unit | Buy | product.product_uom_unit |  | FALSE | FALSE |  | TRUE
__export__.product_product_30 | Standard Price | Periodical (manual) | FT4 |  | 80 | Make to Stock | Service | product.product_uom_unit | Buy | product.product_uom_unit |  | FALSE | FALSE |  | TRUE
__export__.product_product_30 | Standard Price | Periodical (manual) | Gram Stain |  | 30 | Make to Stock | Service | product.product_uom_unit | Buy | product.product_uom_unit |  | FALSE | FALSE |  | TRUE
__export__.product_product_30 | Standard Price | Periodical (manual) | Haemoglobin | HB | 30 | Make to Stock | Service | product.product_uom_unit | Buy | product.product_uom_unit |  | FALSE | FALSE |  | TRUE
__export__.product_product_30 | Standard Price | Periodical (manual) | Haemoglobin (Relative) | HB |  | Make to Stock | Service | product.product_uom_unit | Buy | product.product_uom_unit |  | FALSE | FALSE |  | TRUE
__export__.product_product_30 | Standard Price | Periodical (manual) | Hb Electrophoresis |  |  | Make to Stock | Service | product.product_uom_unit | Buy | product.product_uom_unit |  | FALSE | FALSE |  | TRUE
__export__.product_product_30 | Standard Price | Periodical (manual) | HbsAg ELISA |  |  | Make to Stock | Service | product.product_uom_unit | Buy | product.product_uom_unit |  | FALSE | FALSE |  | TRUE
__export__.product_product_30 | Standard Price | Periodical (manual) | HbsAg Rapid |  |  | Make to Stock | Service | product.product_uom_unit | Buy | product.product_uom_unit |  | FALSE | FALSE |  | TRUE
__export__.product_product_30 | Standard Price | Periodical (manual) | HCV ELISA |  |  | Make to Stock | Service | product.product_uom_unit | Buy | product.product_uom_unit |  | FALSE | FALSE |  | TRUE
__export__.product_product_30 | Standard Price | Periodical (manual) | HCV Tridot |  |  | Make to Stock | Service | product.product_uom_unit | Buy | product.product_uom_unit |  | FALSE | FALSE |  | TRUE
__export__.product_product_30 | Standard Price | Periodical (manual) | HDL |  |  | Make to Stock | Service | product.product_uom_unit | Buy | product.product_uom_unit |  | FALSE | FALSE |  | TRUE
__export__.product_product_30 | Standard Price | Periodical (manual) | HIV ELISA |  |  | Make to Stock | Service | product.product_uom_unit | Buy | product.product_uom_unit |  | FALSE | FALSE |  | TRUE
__export__.product_product_30 | Standard Price | Periodical (manual) | HIV Tridot |  |  | Make to Stock | Service | product.product_uom_unit | Buy | product.product_uom_unit |  | FALSE | FALSE |  | TRUE
__export__.product_product_30 | Standard Price | Periodical (manual) | HPLC |  | 500 | Make to Stock | Service | product.product_uom_unit | Buy | product.product_uom_unit |  | FALSE | FALSE |  | TRUE
__export__.product_product_30 | Standard Price | Periodical (manual) | INR Ratio | INR |  | Make to Stock | Service | product.product_uom_unit | Buy | product.product_uom_unit |  | FALSE | FALSE |  | TRUE
__export__.product_product_30 | Standard Price | Periodical (manual) | LDH |  | 50 | Make to Stock | Service | product.product_uom_unit | Buy | product.product_uom_unit |  | FALSE | FALSE |  | TRUE
__export__.product_product_30 | Standard Price | Periodical (manual) | LDL |  | 50 | Make to Stock | Service | product.product_uom_unit | Buy | product.product_uom_unit |  | FALSE | FALSE |  | TRUE
__export__.product_product_30 | Standard Price | Periodical (manual) | LE |  | 30 | Make to Stock | Service | product.product_uom_unit | Buy | product.product_uom_unit |  | FALSE | FALSE |  | TRUE
__export__.product_product_30 | Standard Price | Periodical (manual) | LH |  | 50 | Make to Stock | Service | product.product_uom_unit | Buy | product.product_uom_unit |  | FALSE | FALSE |  | TRUE
__export__.product_product_30 | Standard Price | Periodical (manual) | Liquification time |  |  | Make to Stock | Service | product.product_uom_unit | Buy | product.product_uom_unit |  | FALSE | FALSE |  | TRUE
__export__.product_product_30 | Standard Price | Periodical (manual) | Lymph |  |  | Make to Stock | Service | product.product_uom_unit | Buy | product.product_uom_unit |  | FALSE | FALSE |  | TRUE
__export__.product_product_30 | Standard Price | Periodical (manual) | Magnesium | mg | 50 | Make to Stock | Service | product.product_uom_unit | Buy | product.product_uom_unit |  | FALSE | FALSE |  | TRUE
__export__.product_product_30 | Standard Price | Periodical (manual) | Malaria Parasite |  |  | Make to Stock | Service | product.product_uom_unit | Buy | product.product_uom_unit |  | FALSE | FALSE |  | TRUE
__export__.product_product_30 | Standard Price | Periodical (manual) | MCH |  |  | Make to Stock | Service | product.product_uom_unit | Buy | product.product_uom_unit |  | FALSE | FALSE |  | TRUE
__export__.product_product_30 | Standard Price | Periodical (manual) | MCHC |  |  | Make to Stock | Service | product.product_uom_unit | Buy | product.product_uom_unit |  | FALSE | FALSE |  | TRUE
__export__.product_product_30 | Standard Price | Periodical (manual) | MCV |  |  | Make to Stock | Service | product.product_uom_unit | Buy | product.product_uom_unit |  | FALSE | FALSE |  | TRUE
__export__.product_product_30 | Standard Price | Periodical (manual) | Microscopy of KOH mount |  | 30 | Make to Stock | Service | product.product_uom_unit | Buy | product.product_uom_unit |  | FALSE | FALSE |  | TRUE
__export__.product_product_30 | Standard Price | Periodical (manual) | Microscopy of Saline mount |  | 30 | Make to Stock | Service | product.product_uom_unit | Buy | product.product_uom_unit |  | FALSE | FALSE |  | TRUE
__export__.product_product_30 | Standard Price | Periodical (manual) | Mono |  |  | Make to Stock | Service | product.product_uom_unit | Buy | product.product_uom_unit |  | FALSE | FALSE |  | TRUE
__export__.product_product_30 | Standard Price | Periodical (manual) | Morphology |  |  | Make to Stock | Service | product.product_uom_unit | Buy | product.product_uom_unit |  | FALSE | FALSE |  | TRUE
__export__.product_product_30 | Standard Price | Periodical (manual) | Motility |  |  | Make to Stock | Service | product.product_uom_unit | Buy | product.product_uom_unit |  | FALSE | FALSE |  | TRUE
__export__.product_product_30 | Standard Price | Periodical (manual) | Nitrite |  | 30 | Make to Stock | Service | product.product_uom_unit | Buy | product.product_uom_unit |  | FALSE | FALSE |  | TRUE
__export__.product_product_30 | Standard Price | Periodical (manual) | Others |  |  | Make to Stock | Service | product.product_uom_unit | Buy | product.product_uom_unit |  | FALSE | FALSE |  | TRUE
__export__.product_product_30 | Standard Price | Periodical (manual) | Ova/Parasite/Cyst |  |  | Make to Stock | Service | product.product_uom_unit | Buy | product.product_uom_unit |  | FALSE | FALSE |  | TRUE
__export__.product_product_30 | Standard Price | Periodical (manual) | Packed Cell Volume (PCV) | PCV% | 30 | Make to Stock | Service | product.product_uom_unit | Buy | product.product_uom_unit |  | FALSE | FALSE |  | TRUE
__export__.product_product_30 | Standard Price | Periodical (manual) | Parasite |  |  | Make to Stock | Service | product.product_uom_unit | Buy | product.product_uom_unit |  | FALSE | FALSE |  | TRUE
__export__.product_product_30 | Standard Price | Periodical (manual) | Patient Blood Group |  |  | Make to Stock | Service | product.product_uom_unit | Buy | product.product_uom_unit |  | FALSE | FALSE |  | TRUE
__export__.product_product_30 | Standard Price | Periodical (manual) | Pendy Reagent Test |  |  | Make to Stock | Service | product.product_uom_unit | Buy | product.product_uom_unit |  | FALSE | FALSE |  | TRUE
__export__.product_product_30 | Standard Price | Periodical (manual) | pH |  | 20 | Make to Stock | Service | product.product_uom_unit | Buy | product.product_uom_unit |  | FALSE | FALSE |  | TRUE
__export__.product_product_30 | Standard Price | Periodical (manual) | Phosphorous |  |  | Make to Stock | Service | product.product_uom_unit | Buy | product.product_uom_unit |  | FALSE | FALSE |  | TRUE
__export__.product_product_30 | Standard Price | Periodical (manual) | Platelet Count | PLT | 20 | Make to Stock | Service | product.product_uom_unit | Buy | product.product_uom_unit |  | FALSE | FALSE |  | TRUE
__export__.product_product_30 | Standard Price | Periodical (manual) | Poly |  |  | Make to Stock | Service | product.product_uom_unit | Buy | product.product_uom_unit |  | FALSE | FALSE |  | TRUE
__export__.product_product_30 | Standard Price | Periodical (manual) | Potassium |  | 100 | Make to Stock | Service | product.product_uom_unit | Buy | product.product_uom_unit |  | FALSE | FALSE |  | TRUE
__export__.product_product_30 | Standard Price | Periodical (manual) | PP2BS |  | 30 | Make to Stock | Service | product.product_uom_unit | Buy | product.product_uom_unit |  | FALSE | FALSE |  | TRUE
__export__.product_product_30 | Standard Price | Periodical (manual) | Prolactin |  | 250 | Make to Stock | Service | product.product_uom_unit | Buy | product.product_uom_unit |  | FALSE | FALSE |  | TRUE
__export__.product_product_30 | Standard Price | Periodical (manual) | Protein |  |  | Make to Stock | Service | product.product_uom_unit | Buy | product.product_uom_unit |  | FALSE | FALSE |  | TRUE
__export__.product_product_30 | Standard Price | Periodical (manual) | Protein (CSF) |  |  | Make to Stock | Service | product.product_uom_unit | Buy | product.product_uom_unit |  | FALSE | FALSE |  | TRUE
__export__.product_product_30 | Standard Price | Periodical (manual) | Prothrombin Time (Control) | PTC |  | Make to Stock | Service | product.product_uom_unit | Buy | product.product_uom_unit |  | FALSE | FALSE |  | TRUE
__export__.product_product_30 | Standard Price | Periodical (manual) | Prothrombin Time (Test) | PT |  | Make to Stock | Service | product.product_uom_unit | Buy | product.product_uom_unit |  | FALSE | FALSE |  | TRUE
__export__.product_product_30 | Standard Price | Periodical (manual) | PS for Malaria Parasites | MP | 10 | Make to Stock | Service | product.product_uom_unit | Buy | product.product_uom_unit |  | FALSE | FALSE |  | TRUE
__export__.product_product_30 | Standard Price | Periodical (manual) | PS for mf by concentration | MF | 10 | Make to Stock | Service | product.product_uom_unit | Buy | product.product_uom_unit |  | FALSE | FALSE |  | TRUE
__export__.product_product_30 | Standard Price | Periodical (manual) | PS for RBC Morphology | PS for Anemia | 30 | Make to Stock | Service | product.product_uom_unit | Buy | product.product_uom_unit |  | FALSE | FALSE |  | TRUE
__export__.product_product_30 | Standard Price | Periodical (manual) | PSA | PSA | 450 | Make to Stock | Service | product.product_uom_unit | Buy | product.product_uom_unit |  | FALSE | FALSE |  | TRUE
__export__.product_product_30 | Standard Price | Periodical (manual) | Pus Cells | U-ME |  | Make to Stock | Service | product.product_uom_unit | Buy | product.product_uom_unit |  | FALSE | FALSE |  | TRUE
__export__.product_product_30 | Standard Price | Periodical (manual) | Pus Cells |  |  | Make to Stock | Service | product.product_uom_unit | Buy | product.product_uom_unit |  | FALSE | FALSE |  | TRUE
__export__.product_product_30 | Standard Price | Periodical (manual) | Pus Cells (Semen) |  |  | Make to Stock | Service | product.product_uom_unit | Buy | product.product_uom_unit |  | FALSE | FALSE |  | TRUE
__export__.product_product_30 | Standard Price | Periodical (manual) | Quality |  |  | Make to Stock | Service | product.product_uom_unit | Buy | product.product_uom_unit |  | FALSE | FALSE |  | TRUE
__export__.product_product_30 | Standard Price | Periodical (manual) | RBC (Semen) |  | 30 | Make to Stock | Service | product.product_uom_unit | Buy | product.product_uom_unit |  | FALSE | FALSE |  | TRUE
__export__.product_product_30 | Standard Price | Periodical (manual) | RBC (Stool) |  | 30 | Make to Stock | Service | product.product_uom_unit | Buy | product.product_uom_unit |  | FALSE | FALSE |  | TRUE
__export__.product_product_30 | Standard Price | Periodical (manual) | RBC (Urine) |  | 30 | Make to Stock | Service | product.product_uom_unit | Buy | product.product_uom_unit |  | FALSE | FALSE |  | TRUE
__export__.product_product_30 | Standard Price | Periodical (manual) | RBC Count |  |  | Make to Stock | Service | product.product_uom_unit | Buy | product.product_uom_unit |  | FALSE | FALSE |  | TRUE
__export__.product_product_30 | Standard Price | Periodical (manual) | RBS |  | 30 | Make to Stock | Service | product.product_uom_unit | Buy | product.product_uom_unit |  | FALSE | FALSE |  | TRUE
__export__.product_product_30 | Standard Price | Periodical (manual) | Reducing substance |  | 20 | Make to Stock | Service | product.product_uom_unit | Buy | product.product_uom_unit |  | FALSE | FALSE |  | TRUE
__export__.product_product_30 | Standard Price | Periodical (manual) | Renal Concentrating Ability |  | 30 | Make to Stock | Service | product.product_uom_unit | Buy | product.product_uom_unit |  | FALSE | FALSE |  | TRUE
__export__.product_product_30 | Standard Price | Periodical (manual) | Result |  |  | Make to Stock | Service | product.product_uom_unit | Buy | product.product_uom_unit |  | FALSE | FALSE |  | TRUE
__export__.product_product_30 | Standard Price | Periodical (manual) | Reticulocyte Count | RETIC | 20 | Make to Stock | Service | product.product_uom_unit | Buy | product.product_uom_unit |  | FALSE | FALSE |  | TRUE
__export__.product_product_30 | Standard Price | Periodical (manual) | Rheumatoid Arthritis - Qualitative | RA Qualitative |  | Make to Stock | Service | product.product_uom_unit | Buy | product.product_uom_unit |  | FALSE | FALSE |  | TRUE
__export__.product_product_30 | Standard Price | Periodical (manual) | Rheumatoid Arthritis - Turbidometry | RA Turbidometry |  | Make to Stock | Service | product.product_uom_unit | Buy | product.product_uom_unit |  | FALSE | FALSE |  | TRUE
__export__.product_product_30 | Standard Price | Periodical (manual) | S. Albumin |  |  | Make to Stock | Service | product.product_uom_unit | Buy | product.product_uom_unit |  | FALSE | FALSE |  | TRUE
__export__.product_product_30 | Standard Price | Periodical (manual) | S. ALT |  | 30 | Make to Stock | Service | product.product_uom_unit | Buy | product.product_uom_unit |  | FALSE | FALSE |  | TRUE
__export__.product_product_30 | Standard Price | Periodical (manual) | S. AST |  | 30 | Make to Stock | Service | product.product_uom_unit | Buy | product.product_uom_unit |  | FALSE | FALSE |  | TRUE
__export__.product_product_30 | Standard Price | Periodical (manual) | S. Protein |  | 30 | Make to Stock | Service | product.product_uom_unit | Buy | product.product_uom_unit |  | FALSE | FALSE |  | TRUE
__export__.product_product_30 | Standard Price | Periodical (manual) | S. Triglyceride |  | 50 | Make to Stock | Service | product.product_uom_unit | Buy | product.product_uom_unit |  | FALSE | FALSE |  | TRUE
__export__.product_product_30 | Standard Price | Periodical (manual) | Sickling Test | Sickle | 10 | Make to Stock | Service | product.product_uom_unit | Buy | product.product_uom_unit |  | FALSE | FALSE |  | TRUE
__export__.product_product_30 | Standard Price | Periodical (manual) | Sodium | Na | 100 | Make to Stock | Service | product.product_uom_unit | Buy | product.product_uom_unit |  | FALSE | FALSE |  | TRUE
__export__.product_product_30 | Standard Price | Periodical (manual) | Specific Gravity |  | 20 | Make to Stock | Service | product.product_uom_unit | Buy | product.product_uom_unit |  | FALSE | FALSE |  | TRUE
__export__.product_product_30 | Standard Price | Periodical (manual) | Stool occult blood |  | 20 | Make to Stock | Service | product.product_uom_unit | Buy | product.product_uom_unit |  | FALSE | FALSE |  | TRUE
__export__.product_product_30 | Standard Price | Periodical (manual) | Sugar |  | 5 | Make to Stock | Service | product.product_uom_unit | Buy | product.product_uom_unit |  | FALSE | FALSE |  | TRUE
__export__.product_product_30 | Standard Price | Periodical (manual) | Sugar | U-SUG |  | Make to Stock | Service | product.product_uom_unit | Buy | product.product_uom_unit |  | FALSE | FALSE |  | TRUE
__export__.product_product_30 | Standard Price | Periodical (manual) | Sugar (CSF) |  |  | Make to Stock | Service | product.product_uom_unit | Buy | product.product_uom_unit |  | FALSE | FALSE |  | TRUE
__export__.product_product_30 | Standard Price | Periodical (manual) | T3 |  | 80 | Make to Stock | Service | product.product_uom_unit | Buy | product.product_uom_unit |  | FALSE | FALSE |  | TRUE
__export__.product_product_30 | Standard Price | Periodical (manual) | T4 |  | 80 | Make to Stock | Service | product.product_uom_unit | Buy | product.product_uom_unit |  | FALSE | FALSE |  | TRUE
__export__.product_product_30 | Standard Price | Periodical (manual) | TC |  |  | Make to Stock | Service | product.product_uom_unit | Buy | product.product_uom_unit |  | FALSE | FALSE |  | TRUE
__export__.product_product_30 | Standard Price | Periodical (manual) | TC/HDL Ratio |  |  | Make to Stock | Service | product.product_uom_unit | Buy | product.product_uom_unit |  | FALSE | FALSE |  | TRUE
__export__.product_product_30 | Standard Price | Periodical (manual) | Total Bilirubin |  | 30 | Make to Stock | Service | product.product_uom_unit | Buy | product.product_uom_unit |  | FALSE | FALSE |  | TRUE
__export__.product_product_30 | Standard Price | Periodical (manual) | Total Count | TC |  | Make to Stock | Service | product.product_uom_unit | Buy | product.product_uom_unit |  | FALSE | FALSE |  | TRUE
__export__.product_product_30 | Standard Price | Periodical (manual) | Total Leucocyte Count | TC | 20 | Make to Stock | Service | product.product_uom_unit | Buy | product.product_uom_unit |  | FALSE | FALSE |  | TRUE
__export__.product_product_30 | Standard Price | Periodical (manual) | Total Leucocyte Count (CSF) | TC |  | Make to Stock | Service | product.product_uom_unit | Buy | product.product_uom_unit |  | FALSE | FALSE |  | TRUE
__export__.product_product_30 | Standard Price | Periodical (manual) | Troponin - T | Trop T |  | Make to Stock | Service | product.product_uom_unit | Buy | product.product_uom_unit |  | FALSE | FALSE |  | TRUE
__export__.product_product_30 | Standard Price | Periodical (manual) | TSH |  |  | Make to Stock | Service | product.product_uom_unit | Buy | product.product_uom_unit |  | FALSE | FALSE |  | TRUE
__export__.product_product_30 | Standard Price | Periodical (manual) | Urea Nitrogen |  | 250 | Make to Stock | Service | product.product_uom_unit | Buy | product.product_uom_unit |  | FALSE | FALSE |  | TRUE
__export__.product_product_30 | Standard Price | Periodical (manual) | Uric Acid |  | 50 | Make to Stock | Service | product.product_uom_unit | Buy | product.product_uom_unit |  | FALSE | FALSE |  | TRUE
__export__.product_product_30 | Standard Price | Periodical (manual) | Urine Bile Pigment | U-BP | 10 | Make to Stock | Service | product.product_uom_unit | Buy | product.product_uom_unit |  | FALSE | FALSE |  | TRUE
__export__.product_product_30 | Standard Price | Periodical (manual) | Urine Bile Salt | U-BS | 10 | Make to Stock | Service | product.product_uom_unit | Buy | product.product_uom_unit |  | FALSE | FALSE |  | TRUE
__export__.product_product_30 | Standard Price | Periodical (manual) | Urine Ketone | U-ketone bodies | 10 | Make to Stock | Service | product.product_uom_unit | Buy | product.product_uom_unit |  | FALSE | FALSE |  | TRUE
__export__.product_product_30 | Standard Price | Periodical (manual) | Urine Pregnancy Test | UPT |  | Make to Stock | Service | product.product_uom_unit | Buy | product.product_uom_unit |  | FALSE | FALSE |  | TRUE
__export__.product_product_30 | Standard Price | Periodical (manual) | Urine Protein Creatinine Ratio | UPCR |  | Make to Stock | Service | product.product_uom_unit | Buy | product.product_uom_unit |  | FALSE | FALSE |  | TRUE
__export__.product_product_30 | Standard Price | Periodical (manual) | Vaginal Trichomonas |  |  | Make to Stock | Service | product.product_uom_unit | Buy | product.product_uom_unit |  | FALSE | FALSE |  | TRUE
__export__.product_product_30 | Standard Price | Periodical (manual) | VDRL ELISA |  |  | Make to Stock | Service | product.product_uom_unit | Buy | product.product_uom_unit |  | FALSE | FALSE |  | TRUE
__export__.product_product_30 | Standard Price | Periodical (manual) | VDRL Rapid |  |  | Make to Stock | Service | product.product_uom_unit | Buy | product.product_uom_unit |  | FALSE | FALSE |  | TRUE
__export__.product_product_30 | Standard Price | Periodical (manual) | Viscoscity |  |  | Make to Stock | Service | product.product_uom_unit | Buy | product.product_uom_unit |  | FALSE | FALSE |  | TRUE
__export__.product_product_30 | Standard Price | Periodical (manual) | VLDL Cholesterol | VLDL |  | Make to Stock | Service | product.product_uom_unit | Buy | product.product_uom_unit |  | FALSE | FALSE |  | TRUE
__export__.product_product_30 | Standard Price | Periodical (manual) | Volume (Semen) |  |  | Make to Stock | Service | product.product_uom_unit | Buy | product.product_uom_unit |  | FALSE | FALSE |  | TRUE
__export__.product_product_30 | Standard Price | Periodical (manual) | Whiff test |  | 30 | Make to Stock | Service | product.product_uom_unit | Buy | product.product_uom_unit |  | FALSE | FALSE |  | TRUE
__export__.product_product_30 | Standard Price | Periodical (manual) | WIDAL Qualitative |  |  | Make to Stock | Service | product.product_uom_unit | Buy | product.product_uom_unit |  | FALSE | FALSE |  | TRUE
__export__.product_product_30 | Standard Price | Periodical (manual) | Yeast Cell |  |  | Make to Stock | Service | product.product_uom_unit | Buy | product.product_uom_unit |  | FALSE | FALSE |  | TRUE
__export__.product_product_30 | Standard Price | Periodical (manual) | ZN Stain |  |  | Make to Stock | Service | product.product_uom_unit | Buy | product.product_uom_unit |  | FALSE | FALSE |  | TRUE